## Home
Manufacturer | Model | Type | Price | Protocol | Validation Study | Features | Notes | Reference
Under £50
A&D | UA-704 | Upper Arm | Under £50 | BHS A/A | Independent | 30 reading memory, manual inflation. 1 x AA battery | Minor protocol violation; only 2 observers used in the validation study | Kobolava ZD, Kotosvkya YV & Rodionov E. Validation of semi-automatic device UA704 for self-measurement of blood pressure. Blood Pressure Monitoring 2005, 10(4):223-225
A&D | UA-705 | Upper Arm | Under £50 | BHS A/A | Independent | 30 reading memory, manual inflation. 1 x AA battery | Minor protocol violation; only 2 observers used in the validation study | Verdecchia P, Angeli F, Gattobigio R, Angeli E Pede S & Pittavini L. Valdiation of the A&D UA-705 device for self-measurement of blood pressure according to the International Protocol of the European Society of Hypertension. Vascular Health & Risk Management 2007: 3(4):1-12
Andon Health Co. Ltd | iHealth Track KN-550BT | Upper Arm | Under £50 | International Protocol 2010 | Independent |  |  | Lei Shia, Xin-Yi Zhangb, Jia-Yi Sunc, Jin-Feng Chend, Yi-Fei Maa and Kai-Yuan Zhoua Validation of the iHealth Track upper-arm blood pressure monitor KN-550BT in general population according to the AAMI/ESH/ISO Universal Standard (ISO 81060-2:2018+AMD1:2020) Blood Pressure Monitoring 29: 41–44
Boots | TMB-2283 (Derivative of Transtek TMB-1491) | Upper Arm | Under £50 |  | Independent | 2 x 90 reading memory (plus guest mode) 4 x AAA battery included | 22-42cm cuff included, Irregular heartbeat detectio, Automatic inflation, One button operation | Huiyong Tian, Sijian Zeng, Xiaoyan Zhong, Wei Gong and Wenjun Liu. Validation of Transtek blood pressure monitor TMB-1491 for self-measurement according to the European Society of Hypertension International Protocol revision 2010. Blood Pressure Monitoring 2015. 20:280-282
Braun | BP VitalScan Plus 1650 | Wrist | Under £50 | International Protocol | Independent | 2 x AAA Alkaline Batteries |  | Nolly H, Osso P, Nolly A, Silva M, Nolly M & Romero M. Self-measurement of blood pressure: validation of the Braun BP VitalScan Plus 1650 monitor according to the European Society of Hypertension International Protocol. Blood Pressure Monitoring 2008, 13:101-106
Cano Healthcare | TMB-1491SN | Upper Arm | Under £50 | International Protocol | Independent |  | 22-42cm cuff included, Irregular heartbeat detectio, Automatic inflation, One button operation | Huiyong Tian, Sijian Zeng, Xiaoyan Zhong, Wei Gong and Wenjun Liu. Validation of Transtek blood pressure monitor TMB-1491 for self-measurement according to the European Society of Hypertension International Protocol revision 2010. Blood Pressure Monitoring 2015. 20:280-282
Citizen | CH 432B | Upper Arm | Under £50 | International Protocol | Independent | 2 x LR03 Batteries |  | Cotte UV, Faltenbacher VH, von Willich Werner & Bogner JR. Trial of validation of two devices for self-measurement of blood pressure according to the European Society of Hypertension International Protocol: the Citizen CH-432B and the Citizen CH-656C. Blood Pressure Monitoring 2008, 13:55-62
Citizen | CH 656C | Wrist | Under £50 | International Protocol | Independent | 2 x LR03 Batteries |  | Cotte UV, Faltenbacher VH, von Willich Werner & Bogner JR. Trial of validation of two devices for self-measurement of blood pressure according to the European Society of Hypertension International Protocol: the Citizen CH-432B and the Citizen CH-656C. Blood Pressure Monitoring 2008, 13:55-62
Health & Life | HL888HA | Upper Arm | Under £50 | BHS A/A | Independent | 4 x AA batteries | Minor protocol violation; only 2 observers used in the validation study | de Greef A, & Shennan A. The Health & Life device (HL888HA): accuracy assessment in an adult population according to the British Hypertension Society protocol. Blood Pressure Monitoring 2007, 12:107-111
Hilo | CUFF ONLY | Upper Arm | N/A |  | Independent |  | The approval is for the cuff only - the device used with he cuff has NOT been reviewed or approved by the BIHS
HoMedics | BPW 1000 (Derivative of Transtek TMB-988) | Wrist | Under £50 | International Protocol | Independent |  |  | Tian HY, Liu WJ, Li SG, Song Z & Gong W. Validation of the Transtek blood pressure monitor TMB-988 for home blood pressure monitoring according to the International Protocol. Blood Pressure Monitoring 2010, 15:326-328.
HoMedics | BPA 2000 (Derivative of Transtek TMB 986) | Upper Arm | Under £50 | International Protocol | Independent | 4 x AA batteries, AC Adapter |  | Liu WJ, Li SG, Song Z & Gong W. Validation of the Transtek blood pressure moniotor TMB-986 for home blood pressure monitoring according to the International Protocol. Blood Pressure Monitoring 2010, 15:279-280.
Honsun / Suresign | LD 578 | Upper Arm | Under £50 | International Protocol | Independent | 30 reading memory |  | Zhang Y, Wang J, Huang Q, Sheng C, Li Y & Wang J. Validation of the Honsun LD-578 blood pressure montitor for home blood pressure monitoring according to the European Society of Hypertension International Protocol. Blood Pressure Monitoring 2009, 14:128
Honsun / Suresign | LD 3 (Derivative of LD 578) | Upper Arm | Under £50 | International Protocol | Independent | 90 reading memory. 4 x AA batteries |  | Zhang Y, Wang J, Huang Q, Sheng C, Li Y & Wang J. Validation of the Honsun LD-578 blood pressure montitor for home blood pressure monitoring according to the European Society of Hypertension International Protocol. Blood Pressure Monitoring 2009, 14:128-131
Kinetik Wellbeing | TMB-1970 (Derivative of TMB-986) | Upper Arm | Under £50 |  | Independent | 90 reading memory, 4 x AAA battery included | 22-42cm cuff included, automatic inflation, one button operation | Wen Jun Liu, Su Gang Li, Zhe Song and Wei Gong. Validation of the TRANSTEK blood pressure monitor TMB-986 for home blood pressure monitoring according to the International Protocol. Blood Pressure Monitoring 2015. 20:278-280
Kinetik Wellbeing | TMB-2080 (Derivative of TMB-1491) | Upper Arm | Under £50 |  | Independent | 2 x 90 reading memory (plus guest mode) 4 x AAA battery included | 22-42cm cuff included, Irregular heartbeat detectio, Automatic inflation, One button operation | Huiyong Tian, Sijian Zeng, Xiaoyan Zhong, Wei Gong and Wenjun Liu. Validation of Transtek blood pressure monitor TMB-1491 for self-measurement according to the European Society of Hypertension International Protocol revision 2010. Blood Pressure Monitoring 2015. 20:280-282
Kinetik Wellbeing | WBP1 (Derivative of Transtek TMB-1491) | Upper Arm | Under £50 |  | Independent | 90 Reading Memory, 4 x AAA battery included | 22-42cm cuff included, Irregular heartbeat detectio, Automatic inflation, One button operation | Tian H, Zeng S, Zhong X, Gong W and Liu W. Validation of Transtek blood pressure monitor TMB-1491 for selfmeasurement according to the European Society of Hypertension International Protocol revision 2010. Blood Pressure Monitoring 2015, 20:280-282
Microlife | BPA3 (Derivative of BP 3BTO-A) | Upper Arm | Under £50 |  | Independent |  |  | Validation of the Microlife BP 3BTO-A oscillometric blood pressure monitoring device according to a modified British Hypertension Society protocol. Cuckson AC, Reinders A, Shabeeh H, Shennan AH. Blood Pressure Monitoring 2002, 7 (6): 319-324
Microlife | BP3AG1 (Derivative of 3BTO-A) | Upper Arm | Under £50 | BHS A/A | Independent | Last reading memory. 4 x AA batteries, mains adaptor available | Minor protocol violation; only 2 observers used in the validation study | Cuckson AC, Reinders A Shabeeh H & Shennan A. Validation of the Microlife BP 3BTO-A oscillometric blood pressure monitoring device according to a modified British Hypertension Society protocol. Blood Pressure Monitoring 2002, 7(6):319-324
Microlife | W2 Slim | Wrist | Under £50 |  | Independent |  |  | Bing S, Chen K, Hou H, Zhang W, Li L, Wei J, Shu C and Wan Y. Validation of the Microlife BP A200 Comfort and W2 Slim automated blood pressure monitors in a general adult population according to the European Society of Hypertension and the ANSI/AAMI/ISO 81060-2:2013 protocols. Blood Pressure Monitoring 2016, 21:118-123
Scian | LD-753 | Wrist | Under £50 |  | Independent | 2 x AAA batteries. 90 Reading memory |  | Kang YY, Chen Q, Li Y and Wang JG. Validation of the SCIAN LD-735 wrist blood pressure monitor for homeblood pressure monitoring according to the European Society of Hypertension International Protocol revision2010. Blood Pressure Monitoring 2016, 21:255-258
Seinex (Forecare) | SE-9400 | Upper Arm | Under £50 | International Protocol | Independent | 140 reading memory. 4 x AA batteries |  | Topouchian JA, El Assaad MA, Orobinskaia LV, El Feghali RN & Asmar RG. Validation of two automatic devices for self-measurement of brachial blood pressure according to the International Protocol of the European Society of Hypertension: the Seinex SE-9400 and the Microlife BP 3AC1-1. Blood Pressure Monitoring 2005, 10(6):325-331
Under £100
A&D | BP UB-542 | Wrist | Under £100 | International Protocol 2010 | Independent |  | AF detection in this device does not mean that it will accurately measure blood pressure in patients with AF | Saldini F. Benetti E, Fania C and Palatini P. Validation of the A&D BP UB-542 wrist device for home blood pressure measurement according to the European Soceity of Hypertension International Protocol revision 2010. Blood Pressure Monitoring 2013, 18:219-222
A&D | UA-85X series comprising UA-851/2/3/4/5 | Upper Arm | Under £100 | International Protocol | Independent |  | Prices vary between models | Bonso E, Ragazzo F & Palatini P. Validation of A&D UA-85X device for blood pressure measurement. Blood Pressure Monitoring 2008, 13:339-341
A&D | UA-611 (Derivative of UA-651) | Upper Arm | Under £100 | International Protocol 2010 | Independent | 4 x AAA batteries | 50 reading memory | Bennetti E, Fania C and Palatini P. Validation of the A&D BP UA-651 device for home blood pressure measurement according to the European Society of Hypertension International Protocol revision 2010. Blood Pressure Monitoring 2014, 19:50-53
A&D | UA-651 | Upper Arm | Under £100 | International Protocol 2010 | Independent | 4 batteries, AC adapter | Also validated for use with a wide-range cuff: 22-42 cm | Benetti E, Fania C and Palatini P. Validation of the A&D BP UA-651 device for home blood pressure measurement according to the European Society of Hypertension International Protocol revision 2010. Blood Pressure Monitoring 2014, 19:50-53. Benetti E, Fania C and Palatini P. Validation of the A&D BP UA-651 device with a wide-range cuff for home blood pressure measurement according to the European Society of Hypertension International Protocol revision 2010. Blood Pressure Monitoring 2015, 20:164-167
A&D | UA-651 Plus | Upper Arm | Under £100 | International Protocol 2010 | Independent | 60 reading memory. 4 x AA batteries | Standard cu ts 22-32cm | Alpert BS. Validation of the A&D UA-651 Plus/UA-651SL Plus automated sphygmomanometer according to the ISO 81060-2, 2018 and ISO 81060-2 Amendment 1, 2020, which resulted in the currently pending Amendment to Amendment 1. J Clin Hypertens (Greenwich). 2022 Apr;24(4):513-518. doi: 10.1111/jch.14464. Epub 2022 Mar 21. PMID: 35312160; PMCID: PMC8989751.
A&D | UA-656BLE (Derivative of UA-651Plus) | Upper Arm | Under £100 |  | Independent |  | Standard Cuff sze 22-42cm | Alpert BS. Validation of the A&D UA-651 Plus/UA-651SL Plus automated sphygmomanometer according to the ISO 81060-2, 2018 and ISO 81060-2 Amendment 1, 2020, which resulted in the currently pending Amendment to Amendment 1. J Clin Hypertens (Greenwich). 2022 Apr;24(4):513-518. doi: 10.1111/jch.14464. Epub 2022 Mar 21. PMID: 35312160; PMCID: PMC8989751.
A&D | UA-767 | Upper Arm | Under £100 | BHS A/A | Independent | 4 AA batteries | Lower accuracy at upper pressure range. Minor protocol violation; only 2 observers used in the valdiation study | Rogoza AN, Pavlova TS & Sergeeva MV. Validation of A&D UA-767 device for the self-measurement of blood pressure. Blood Pressure Monitoring 2000, 5:227-231
A&D | UA-767 Plus | Upper Arm | Under £100 | BHS A/A | Independent | 30 reading memory. 4 x AA batteries mains adaptor available | Minor protocol variation; only 2 observers used in the validation study | Verdecchia P, Angeli F, Poeta F, Reboldi GP, Borgioni C, Pittavini L & Porcellati C. Validation of the A&D UA-774 (UA-767 Plus) device for self-measurement of blood pressure. Blood Pressure Monitoring 2004, 9(4):225-229
A&D | UA-774 | Upper Arm | Under £100 | BHS A/A | Independent | 2 x 30 reading memory. 4 x AA batteries, mains adaptor available | Minor protocol violation; only 2 observers used in the validation study | Verdecchia P, Angeli F, Poeta F, Reboldi GP, Borgioni C, Pittavini L & Porcellati C. Validation of the A&D UA-774 (UA-767 Plus) device for self-measurement of blood pressure. Blood Pressure Monitoring 2004, 9(4):225-229
A&D | UA-779 | Upper Arm | Under £100 | International Protocol | Independent | 7 reading memory. 4 x AA batteries |  | Longo D, Bertolo O, Toffanin G, Frezza P & Palatini P. Validation of the A&D UA-631 (UA-774 Life Source) device for self-measurement of blood pressure and relationship between its performance and large artery compliance. Blood Pressure Monitoring 2002, 7(4):243-248
A&D | UA-782 (Derivative of UA-787) | Upper Arm | Under £100 | International Protocol | Independent | 90 reading memory, 4 x AA batteries, E-fit cuff fits arm 17-32cm |  | Longo D, Toffanin G, Garelotto R, Zaetta V, Businaro L & Palatini P. Performance of the UA-787 oscillometrric blood pressure monitor according to the European Society of Hypertension protocol. Blood Pressure Monitoring 2003, 8(2):91-95
A&D | UA-787 | Upper Arm | Under £100 | International protocol | Independent | 60 reading memory. 4 x AA batteries | Standard cuff fits 22-43cm | Longo D, Toffanin G, Garelotto R, Zaetta V, Businaro L & Palatini P. Performance of the UA-787 oscillometrric blood pressure monitor according to the European Society of Hypertension protocol. Blood Pressure Monitoring 2003, 8(2):91-95
| UA-1010 (Derivative of UA-1020) | Upper Arm | Under £100 | BHS A/A | Independent | 50 reading memory |  | Wei-Fan Z, Yuan-Yuan K, Ming L, Yan L and Ji-Guang W. Validation of the A&D UA-1020 upper-arm blood pressure monitor for home blood pressure monitoring according to the British Hypertension Society Protocol. Blood Pressure Monitoring 2013, 18:177-181
A&D | UA-1020 | Upper Arm | Under £100 | BHS A/A | Independent | 4 x AA batteries or mains adaptor. 90 reading memory. | D-ring or cylindrical-shaped cuffs | Wei-Fan Z, Yuan-Yuan K, Ming L, Yan L and Ji-Guang W. Validation of the A&D UA-1020 upper-arm blood pressure monitor for home blood pressure monitoring according to the British Hypertension Society Protocol. Blood Pressure Monitoring 2013, 18:177-181
A&D | UA-1030T (Derivative of UA-1020) | Upper Arm | Under £100 | BHS A/A | Independent | 50 reading memory. D-ring and cylindrical-shaped cuff available. Voice speaks BP reading |  | Wei-Fang Z, Yuan-Yuan K, Ming L, Yan L and Ji-Guang W. Validation of the A&D Ua-1020 upper-arm blood pressure monitor for home blood pressure monitoring according to the British Hypertension Society Protocol. Blood Pressure Monitoring 2013, 18:177-181
Andon Health Co. Ltd | iHealth Feel BP5 | Upper Arm | Under £100 | International Protocol 2010 | Independent | Wireless device. Bluetooth technology shares data with iOS devices |  | Shang F, Zhu Y, Zhu Z, Liu L and Wan Y. Validation of the iHealth BP5 wireless upper arm blood pressure monitor for sel-measurement according to the European Society of Hypertension International Protocol revision 2010
Andon Health Co. Ltd | iHealth Sense BP7 | Wrist | Under £100 | International Protocol 2010 | Independent | Wireless wrist device. Bluetooth technology shares data with iOS devices. |  | Wang Q, Zhao H, Chen W, Li N and Wan Y. Validation of the iHealth BP7 wrist blood pressure monitor for self measurment according to the European Society of Hypertension International Protocol revision 2010. Blood Pressure Monitoring 2014, 19:54-57
Andon Health Co. Ltd | iHealth View BP7S (Derivative of iHealth Sense BP7) | Wrist | Under £100 | International Protocol 2010 | Independent |  |  | QingW, Huadong Z, Wan C, Ni L, Yi W. Validation of the iHealth BP7 wrist blood pressure monitor for self-measurement according to the European Society of Hypertension International Protocol revision 2010. Blood Pressure Monitoring 2014, 19:54-57
Andon Health Co. Ltd | KD-5815, KD-5920, KD-5923, (Derivative of Andon KD-5965) | Upper Arm | Under £100 | International Protocol 2010 | Independent |  |  | Huang J, Li Z, Li G, Liu Z. Validation of the Andon KD-5965 upper-arm blood pressure monitor for home blood pressure monitoring according to the European Society of Hypertension International Protocol revision 2010. Blood Press Monit. 2015 Oct;20(5):283-5. doi: 10.1097/MBP.0000000000000129. PMID: 25968093.
EuroMedix | Stabil-o-graph | Upper Arm | Under £100 | BHS A/A, International Protocol | Independent | Infra-red interface, AFL gentle measurement, bluetooth output. 2 x AA batteries |  | Westhoff TH, Schmidt S, Zidek W & van der Giet M. Validation of the Stabil-O-Graph blood pressure self-measurement device. Journal of Human Hypertension 2007, Sept, Research Letter
Fleming Medical | Medicare LifeSense A1 Blood Pressure Monitor - MD 1814 (Derivative of TMB-1776) | Upper Arm | Under £100 |  | Independent |  |  | Zhonghua Liu and Liyi Chen Validation of Transtek TMB-1776 according to European Society of Hypertension International Protocol revision 2010 in adults Blood Pressure Monitoring 2019, 24:319-322
Fleming Medical | Medicare Lifesense A5 Blood Pressure Monitor - MD1806 (Derivative of TMB-1776) | Upper Arm | Under £100 |  | Independent |  |  | Liu, Zhonghua; Chen, Liyi. Validation of Transtek TMB-1776 according to European Society of Hypertension International Protocol revision 2010 in adults. Blood Pressure Monitoring 2019. 24(6):319-322
HoMedics | 360-EU (Derivative of Oregon Scientific BPU 330) | Upper Arm | Under £100 | International Protocol | Independent | 6 x 30 reading memory |  | Li L, Zhang X, Yan C & Liang Q. Validation of the Oregon Scientific BPU 330 for self-monitoring of blood pressure according to the International Protocol. Vascular Health and Risk Management 2008, 4(5):1121–1125
HoMedics | BPA-3000 (Derivative of Transtek TMB-986) | Upper Arm | Under £100 | International Protocol | Independent | 4 x AAA batteries, AC adapter |  | Liu WJ, Li SG, Song Z & Gong W. Validation of the Transtek blood pressure moniotor TMB-986 for home blood pressure monitoring according to the International Protocol. Blood Pressure Monitoring 2010, 15:279-280.
Honsun / Suresign | LD30 (Derivative of LD 578) | Upper Arm | Under £100 | International Protocol | Independent | 30 reading memory |  | Zhang Y, Wang J, Huang Q, Sheng C, Li Y & Wang J. Validation of the Honsun LD-578 blood pressure montitor for home blood pressure monitoring according to the European Society of Hypertension International Protocol. Blood Pressure Monitoring 2009, 14:128
Kessler | KS551 (Derivative of Rossmax ME701) | Upper Arm | Under £100 | BHS A/A, International Protocol | Independent |  |  | deGreef A & Shennan AH. The Rossmax (ME701 series) upper arm device: accuracy assessment in an adult population according to the International and the British Hypertension Society protocols. Blood Pressure Monitoring 2008, 13:43-48
Kinetik Wellbeing | TMB - 2088 (Derivative of TMB - 986) | Upper Arm | Under £100 |  | Independent | 2 x 250 reading memory (plus guest mode), 4 x AA battery included | 22-42cm cuff included, movement detection indicator, cuff wrap detection, BP trend display, Buetooth sync results, irregular heartbeat detection, averages readings, WHO indicator, automatic inflation, one button operation | Wen Jun Liu, Su Gang Li, Zhe Song and Wei Gong. Validation of the TRANSTEK blood pressure monitor TMB-986 for home blood pressure monitoring according to the International Protocol. Blood Pressure Monitoring 2015, 20:278-280
Kinetik Wellbeing | WBP3 (Derivative of TMB988) | Wrist | Under £100 |  | Independent | 2 x 60 reading memory, 2 x AAA battery included | 13.5-21.5cm cuff, irregular heartbeat detection, averages readings automatic inflation, one button operation, positioning sensor and WHO indicator | Hui Yong Tian, Wen Jun Liu, Su Gang Li, Zhe Song and Wei Gong Validation of the TRANSTEK TMB-988 wrist blood pressure monitor for home blood pressure monitoring according to the International Protocol Blood Pressure Monitoring, 2010, 15: 326-328
Microlife | A100 (Derivative of Microlife 3BTO-A) | Upper Arm | Under £100 | BHS A/A | Independent | Last reading memory, 4 x AA batteries | Arrhythmia detection in this device does not mean that this device has been validated for use in patients with arrhythmia. Minor protocol violation; only 2 observers used in the validation study. Also validated using a standard cuff of a range of arm circumferences | Cuckson AC, Reinders A Shabeeh H & Shennan A. Validation of the Microlife BP 3BTO-A oscillometric blood pressure monitoring device according to a modified British Hypertension Society protocol. Blood Pressure Monitoring 2002, 7(6):319-324. Bonso E, dorigatti F & Palatini P. Accuracy of th BP A100 blood pressure measruing device coupled with a singl cuff with standard-sized bladder over a wide range of arm circumferences. Blood Pressure Monitoring 2009, 14:216-219
Microlife | BP A100 Plus | Upper Arm | Under £100 | International Protocol | Independent | 200 reading memory. 4 x AA batteries mains adaptor available |  | Stergiou GS, Giovas PP, Neofytou MS & Adamopoulos DN. Validation of the Microlife BP A100 Plus device for self-home blood pressure measurement according to the International Protocol. Blood Pressure Monitoring 2006, 11(3):157-160
Microlife | BP A200 Comfort | Upper Arm | Under £100 |  | Independent |  |  | Bing S, Chen K, Hou H, Zhang W, Li L, Wei J, Shu C and Wan Y. Validation of the Microlife BP A200 Comfort and W2 Slim automated blood pressure monitors in a general adult population according to the European Society of Hypertension and the ANSI/AAMI/ISO 81060-2:2013 protocols. Blood Pressure Monitoring 2016, 21:118-123
Microlife | BP B1 Classic(Derivative of BP B3 AFIB) | Upper Arm | Under £100 | ANSI/AAMI/ISO 81060-2:2019 protocol. | Independent |  |  | Beate Beime, Carsten Bramlage, Ralf Kruger, Cornelia Deutsch, Gesine Van Mark, Peter Bramlage, Beate Botta.Validation of the Microlife BP B3 AFIB upper arm blood pressure monitor in adults and adolescents according to the ANSI/AAMI/ISO 81060-2:2019 protocol.2021 Aug 1;26(4):299-304.
Microlife | BP B2 Basic (Derivative of BP B3 AFIB) | Upper Arm | Under £100 | ANSI/AAMI/ISO 81060-2:2019 protocol. | Independent |  |  | Beate Beime, Carsten Bramlage, Ralf Kruger, Cornelia Deutsch, Gesine Van Mark, Peter Bramlage, Beate Botta.Validation of the Microlife BP B3 AFIB upper arm blood pressure monitor in adults and adolescents according to the ANSI/AAMI/ISO 81060-2:2019 protocol.2021 Aug 1;26(4):299-304.
Microlife | WatchBP Home - Pregnancy Only | Upper Arm | Under £100 |  | Independent |  | Validated for home use in pregnancy only | Clark K, Snowball O, Nzelu D, Kay P, Kametas A. Validation of the Microlife WatchBP Home blood pressure device in pregnancy for medium and large arm circumferences. Blood Pressure Monitoring 2018, 23:171-174
Omron Healthcare | HEM - 7121J-E (Derivative of HEM-7130) | Upper Arm | Under £100 | International Protocol | Independent |  |  | Takahashi H, Yoshika M, Yokoi T. Validation of three automatic devices for the self·measurement of blood pressure According to the European Society of Hypertension International Protocol revision 2010 the Omron HEM-7130, HEM·7320F, and HEM·7500F Blood Pressure Monitoring 2015: 20:92-97
Omron Healthcare | HEM - 7143T -EBK (Derivative of HEM-7130) | Upper Arm | Under £100 | International Protocol | Independent |  |  | Takahashi H, Yoshika M, Yokoi T. Validation of three automatic devices for the self·measurement of blood pressure According to the European Society of Hypertension International Protocol revision 2010 the Omron HEM-7130, HEM·7320F, and HEM·7500F Blood Pressure Monitoring 2015: 20:92-97
Omron Healthcare | HEM-7155-E-M3 Comfort (Derivative of BP760N (HEM-7320-Z)) | Upper Arm | Under £100 |  | Independent |  |  | Hakuo Takahashi, Masamichi Yoshika, and Toyohiko Yokoi Validation of two automatic devices for the self-measurement of blood pressure according to the ANSI/AAMI/ISO81060-2:2009 guidelines: the Omron BP765 (HEM-7311-ZSA) and the Omron BP760N (HEM-7320-Z) Vascular Health and Risk Management, 2015; 11: 49–53
Omron Healthcare | HEM-7155T-EBK-M4 Intelli IT (Derivative of BP760N (HEM-7320-Z)) | Upper Arm | Under £100 |  | Independent |  |  | Hakuo Takahashi, Masamichi Yoshika, and Toyohiko Yokoi Validation of two automatic devices for the self-measurement of blood pressure according to the ANSI/AAMI/ISO81060-2:2009 guidelines: the Omron BP765 (HEM-7311-ZSA) and the Omron BP760N (HEM-7320-Z) Vascular Health and Risk Management, 2015; 11: 49–53
Omron Healthcare | M1 (HEM-4030-C-E (Derivative of M1 Plus (HEM-4011C-E)) | Upper Arm | Under £100 | International Protocol | Independent | 14 reading memory, 2 AAA batteries |  | Belghazi J, El Feghali RN, Moussalem T, Rejdych M & Asmar R. Validation of four automatic devices for self-measurement of blood pressure according to the International Protocol of the European Society of Hypertension. Vascular Health & Risk Management 2007, 3(4):1-12
Omron Healthcare | M2 (HEM-7121-E) (Derivative of Omron HEM7130) | Upper Arm | Under £100 |  | Independent |  | HEM model number. This is not the same as the M2 (HEM-7117-E) | Takahashi H, Yoshika M and Yokoi T. Validation of three automatic devices for the self-measurement of blood pressure according to the European Society of Hypertension International Protocol revision 2010: the Omron HEM-7130, HEM-7320F and HEM-7500F. Blood Pressure Monitoring 2015, 20:92-97
Omron Healthcare | M2 (HEM-7117) (Derivative of M3-I (HEM-7051-E)) | Upper Arm | Under £100 | International Protocol | Independent | 21 reading memory |  | Asmar R, Khabouth J, Topouchian J, El Faghali R & Mattar J. Validation of three automatic devices for self-measurement of blood pressure according to the International Protocol: The Omron M3 Intellisense (HEM-7051-E), the Omron M2 Compact (HEM-7102-E) and the Omron R3-I Plus (HEM-6022-E). Blood Pressure Monitoring 2010, 15:40-54
Omron Healthcare | M2 Basic (HEM-7116-E) (Derivative of M3-I (HEM-7051-E)) | Upper Arm | Under £100 | International Protocol | Independent | Previous memory only |  | Asmar R, Khabouth J, Topouchian J, El Faghali R & Mattar J. Validation of three automatic devices for self-measurement of blood pressure according to the International Protocol: The Omron M3 Intellisense (HEM-7051-E), the Omron M2 Compact (HEM-7102-E) and the Omron R3-I Plus (HEM-6022-E). Blood Pressure Monitoring 2010, 15:40-54
Omron Healthcare | M2 Basic (HEM-7120-E) (Derivative of Omron HEM7130) | Upper Arm | Under £100 |  | Independent |  | This is not the same as the M2 Basic (HEM-7116-E) device | Takahashi H, Yoshika M, Yokoi T. Validationof three automatic devices for the self-measurement of blood pressure according to the European Society of Hypertension International Protocol revision 2010: the Omron HEM-7130, HEM-7320F and HEM-7500F. Blood Pressure Monitoring 2015, 20:92-97
Omron Healthcare | M2 Compact (HEM-7102-E) | Upper Arm | Under £100 | International Protocol | Independent | 14 Reading memory |  | Asmar R, Khabouth J, Topouchian J, El Faghali R & Mattar J. Validation of three automatic devices for self-measurement of blood pressure according to the International Protocol: The Omron M3 Intellisense (HEM-7051-E), the Omron M2 Compact (HEM-7102-E) and the Omron R3-I Plus (HEM-6022-E). Blood Pressure Monitoring 2010, 15:49–54
Omron Healthcare | M3 (HEM-7200-E) | Upper Arm | Under £100 | International Protocol | Independent | Cuff wrapping guide indicator, 60 reading memory |  | Topouchian J, Agnoletti D, Blacher J, Youssef A, Ibanez I, Khabouth J, Khawaja S, Beaino L, Asmar R. Validation of four automatice cevices for self-measurement of blood pressure according to the International Protocol of the European Society of Hypertension. Vascular Health & Risk Management 2011:7 709-717
Omron Healthcare | M3 Comfort (HEM-7134-E) | Upper Arm | Under £100 |  | Independent |  | Also Validated for home use in pregnancy and pre-eclampsia according to the 'Universal Protocol' | Takahashi H. Validation of home blood pressure monitoring devices Omron EVOLV (HEM-7600T-E), HEM-9210T and M3 Comfort (HEM-7134-E) according to European Society of Hypertension International Protocol (ESH_IP) Revision 2010. J. Clin. Physiol, Vol.48, No. 1, 2018 Topouchian J, Hakobyan Z, Asmar J, Gurgenian S, Zelveian P, Asmar R. Clinical accuracy of the Omron M3 Comfort and the Omron Evolv for self-blood presure measurements in pregnancy and pre-eclampsia - validation according to the Universal Standard Protocol. Vascular Health & Risk Management 2018:14 189-197
Omron Healthcare | M3 Intellisense (HEM-70-51-E) | Upper Arm | Under £100 | International Protocol | Independent | Intellisense technology ensures that cuff is inflated to a comfortable level, detects irregular pulse |  | Asmar R, Khabouth J, Topouchian J, El Faghali R & Mattar J. Validation of three automatic devices for self-measurement of blood pressure according to the International Protocol: The Omron M3 Intellisense (HEM-7051-E), the Omron M2 Compact (HEM-7102-E) and the Omron R3-I Plus (HEM-6022-E). Blood Pressure Monitoring 2010, 15:40-54
Omron Healthcare | RS2 (HEM-6121-E) (Derivative of Omron RS3 (HEM-6130-E)) | Wrist | Under £100 | International Protocol | Independent |  |  | Takahashi H, Yoshika M, and Yokoi T. Validation of Omron RS8, RS6 and RS3 Home blood pressure monitoring devices, in accordance with the European Society of Hypertension International Protocl revision 2010. Blood Pressure Monitoring 2013, 9:265-272
Omron Healthcare | RS6 (HEM-6221-E) | Wrist | Under £100 | International Protocol | Independent | 90 reading memory | Positioning sensor. 2 x LR03 batteries. | Takahashi H, Yoshika M, Yokoi T. Validation of Omron RS8, RS6 and RS3 home blood pressure monitoring devices, in accordance with the European Society of Hypertension International Protocol 2010. Vascular Health and Risk Management 2013:9 265-272
Oregon Scientific | BPW810 | Upper Arm | Under £100 | International Protocol | Independent | 2 x AAA Alkaline Batteries |  | Li Li, Wang Hui & Wu Jin Lan. Validation of the Oregon Scientific BPW810 blood pressure monitor according to the European Society of Hypertension Protocol. Blood Pressure Monitoring 2006, 11: 343-347
Panasonic | EW 3106 | Upper Arm | Under £100 | International Protocol | Independent | 42 reading memory |  | Coleman A, Freeman P, Steel S & Shennan A. Validation of the Omron 705-IT (HEM-759-E) oscillometric blood pressure monitoring device according to the British Hypertension Society Protocol. Blood Pressure Monitoring 2006, 11(1):27-32
Panasonic | EW 3109 | Upper Arm | Under £100 | International Protocol | Independent | 90 reading memory |  | Bonso E, Dorigatti F & Palatini P. Validation of Panasonic EW3106 and EW 3109 devices for blood pressure measurement according to the International Protocol. Blood Pressure Monitoring 2010, 15(1):55-58
Proton Healthcare | 888EA (Derivative of Health & Life HL888HA) | Upper Arm | Under £100 | BHS A/A | Independent | 48 reading memory. 4 x AA batteries |  | de Greef A & Shennan AH. The Health & Life device (HL888HA): accuracy assessment in an adult population according to the British Hypertension Society Protocol. Blood Pressure Monitoring 2007, 12:107-111
Proton Healthcare | 888UP (Derivative of Health & Life HL888HA) | Upper Arm | Under £100 | BHS A/A | Independent | 99 reading memory |  | de Greef A & Shennan AH. The Health & Life device (HL888HA): accuracy assessment in an adult population according to the British Hypertension Society Protocol. Blood Pressure Monitoring 2007, 12:107-111
Qardio Inc | QardioArm | Upper Arm | Under £100 | International Protocol | Independent |  | Bluetooth requiring Quardio App. 4 x AAA Batteries | Chahine MN, Topouchian J, Zelveian P, Hakobyan Z, Melkonyan A, Azaki A, Diab R, Harb A & Asmar R. Validation of BP devices QardioArm in the general population and Omron M6 Comfort in type II diabetic patients acording to the European Society of Hypertension International Protocol (ESH-IP). Dovepress Dec 2017, Vol 2018:11, 11- 20
Riester | Ri-Champion N (OEM derivative of Microlife 3BTO-A) | Upper Arm | Under £100 | BHS A/A | Independent | 99 reading memory. 4 x AA batteries mains adaptor available |  | Cuckson AC, Reinders A, Shabeeh H & Shennan AH. Validation of the Microlife 3BTO-A oscillometric blood pressure monitoring device according to a modified British Hypertension Society protocol. Blood Pressure Monitoring 2002, 7(6):319-324
Transtek | TMB-986 | Upper Arm | Under £100 | International Protocol | Independent | 2 x 60 readings. 4 x AAA batteries |  | Liu WJ, Li SG, Song Z & Gong W. Validation of the Transtek blood pressure monitor TMB-986 for home blood pressure monitoring according to the International Protocol. Blood Pressure Monitoring 2010, 15:287-280
Transtek | TMB-988 | Wrist | Under £100 | International Protocol | Independent | 2 x AAA Alkaline Batteries |  | Tian HY, Liu WJ, Li SG, Song Z & Gong W. Validation of the Transtek TMB-988 wrist blood pressure monitor for home blood pressure monitoring according to the International Protocol. Blood Pressure Monitoring 2010, 15:326-328
UEBE | Visomat Double Comfort | Upper Arm | Under £100 | International Protocol | Independent |  | Validated in both auscultatory and oscillometric mode. | Masiero S, Fania C & Palatini P. Validation of the UEBE Visomat Double Comfort upper arm blood pressure monitor in auscultation mode for clinic use and self-measurement in a general population according to the European Society of Hypertension International Protocol revision 2010. Blood Pressure Monitoring 2011, 16:208-210. Masiero S, Fania C & Palatini P. Validation of the UEBE Visomat Double Comfort upper arm blood pressure monitor, in oscillometric mode, for clinic use and self-measurement in a general population according to the European Society of Hypertension International Protocol revision 2012. Blood Pressure Monitoring 2011, 16:262-264
Over £100
A&D | UA-767BT (Derivative of UA-774 & UA-767 Plus) | Upper Arm | Over £100 | BHS A/A | Independent | Bluetooth output only available to telemedicine service providers. 4 x AA batteries mains adaptor available | Minor protocol violation: only 2 observers used in the validation study | Verdeccia P, Angeli F, Poeta F, Reboldi GP, Borgioni C, Pittavini L & Porcellati C. Validation of the A&D UA-774 (UA-767Plus) device for self-measurement of blood pressure. Blood Pressure Monitoring 2004, 9(4):225-229
A&D | UA-767PC (Derivative of UA-774 & UA-767 Plus) | Upper Arm | Over £100 | BHS A/A | Independent | 126 reading memory, optional software for use with PC. 4 x AA batteries | Minor protocol violation: only 2 observers used in the validation study | Verdeccia P, Angeli F, Poeta F, Reboldi GP, Borgioni C, Pittavini L & Porcellati C. Validation of the A&D UA-774 (UA-767Plus) device for self-measurement of blood pressure. Blood Pressure Monitoring 2004, 9(4):225-229
Omron Healthcare | EVOLV (HEM-7600T-E) | Upper Arm | Over £100 | International Protocol | Independent | Bluetooth function compatible with smart devices | Also Validated for home use in pregnancy and pre-eclampsia according to the 'Universal Protocol' | Takahashi H. Validation of home blood pressure monitoring devices Omron EVOLV (HEM-7600T-E), HEM-9210T and M3 Comfort (HEM-7134-E) according to European Society of Hypertension International Protocol (ESH_IP) Revision 2010. J. Clin. Physiol, Vol.48, No. 1, 2018 Topouchian J, Hakobyan Z, Asmar J, Gurgenian S, Zelveian P, Asmar R. Clinical accuracy of the Omron M3 Comfort and the Omron Evolv for self-blood presure measurements in pregnancy and pre-eclampsia - validation according to the Universal Standard Protocol. Vascular Health & Risk Management 2018:14 189-197
Omron Healthcare | HEM - 7360-E- M6 Comfort (Derivative Device of BP760N (HEM7320-Z)) | Upper Arm | Over £100 | ANSI/AAMI/ISO81060-2:2009 | Independent |  |  | Hakuo Takahashi, Masamichi Yoshika, and Toyohiko Yokoi Validation of two automatic devices for the self-measurement of blood pressure according to the ANSI/AAMI/ISO81060-2:2009 guidelines: the Omron BP765 (HEM-7311-ZSA) and the Omron BP760N (HEM-7320-Z) Vascular Health and Risk Management, 2015; 11: 49–53
Omron Healthcare | HEM-7361T-EBK-M7 Intelli IT (Derivative of BP760N (HEM7320-Z)) | Upper Arm | Over £100 | ANSI/AAMI/ISO81060-2:2009 | Independent |  |  | Hakuo Takahashi, Masamichi Yoshika, and Toyohiko Yokoi Validation of two automatic devices for the self-measurement of blood pressure according to the ANSI/AAMI/ISO81060-2:2009 guidelines: the Omron BP765 (HEM-7311-ZSA) and the Omron BP760N (HEM-7320-Z) Vascular Health and Risk Management, 2015; 11: 49–53
Omron Healthcare | HEM - 7530T-E3 - OMRON Complete (Derivative of HEM - 7311 -ZSA (BP765)) | Upper Arm | Over £100 | ANSI/AAMI/ISO81060-2:2009 | Independent |  |  | Hakuo Takahashi, Masamichi Yoshika, and Toyohiko Yokoi Validation of two automatic devices for the self-measurement of blood pressure according to the ANSI/AAMI/ISO81060-2:2009 guidelines: the Omron BP765 (HEM-7311-ZSA) and the Omron BP760N (HEM-7320-Z) Vascular Health and Risk Management, 2015; 11: 49–53
Omron Healthcare | HEM-9601T Nightview | Wrist | Over £100 | ANSI/AAMI/ISO81060-2:2009 | Independent | Automatically measures silently night-time blood pressure. Clinically validated accuracy in different positions, even if the wrist rotates during sleep |  | Mitsuo Kuwabara, Kanako Harada, Yukiko Hishiki, Takayoshi Ohkubo, Kazuomi Kario, Yutaka Imai Validation of a wrist-type home nocturnal blood pressure monitor in the sitting and supine position according to the ANSI/AAMI/ISO81060-2:2013 guidelines: Omron HEM-9601T J Clinical Hypertension. 2020;00:1-9 DOI: 10.1111/jch.13864
Omron Healthcare | M6 (HEM-7001-E) Derivative of Omron 705 IT (HEM759-E) | Upper Arm | Under £100 | BHS A/A, International Protocol | Independent | 4 x AA batteries |  | Altunkan S, Illiman N, Kayaturk N & Altunkan E. Validation of the Omron M6 (HEM-7001-E) upper-arm blood pressure measuring device according to the International Protocol in adults and obese adults. Blood Pressure Monitoring 2007, 12:219-225.
Omron Healthcare | M6 Comfort (HEM-7221-E) (Derivative of M7 (HEM-780-E)) | Upper Arm | Over £100 | BHS A/A, International Protocol | Independent | One size cuff 22-42cm, 4 x AA batteries, AC mains adapter available |  | Belghazi J, El Feghali RN, Moussalem T, Rejdych M & Asmar R. Validation of four automatic devices for self-measurement of blood pressure according to the International Protocol of the European Society of Hypertension. Vascular Health & Risk Management 2007, 3(4):1-12. Coleman A, Steel S, Freeman P de greef A & Shennan A. Validation of the Omron M7 (HEM-780-E) oscillometric blood pressure monitoring device according to the British Hypertension Society. Blood Pressure Monitoring 2008, 1349-54
Omron Healthcare | M7 (HEM-780-E) | Upper Arm | Over £100 | BHS A/A, | Independent | One-size cuff 22-42cm, 4 x AA batteries, AC mains adapter available | Also validated for use in obese adults and pregnancy - See Specialist Use list | Coleman A, Steel S, Freeman P, de Greeff A & shennan A. Validation of the Omron M7 (HEM-780-E) oscillometric blood pressure monitoring device according to the British Hypertension Society . Blood Pressure Monitoring 2008, 13:49-54.
Omron Healthcare | M10-IT (HEM-7080IT-E) (Derivative of M6 Comfort (HEM-7000-E)) | Upper Arm | Over £100 | International Protocol | Independent | 4 x AA batteries mains adaptor available |  | Belghazi J, El Feghali RN, Moussalem T, Rejdych M & Asmar R. Validation of four automatic devices for self-measurement of blood pressure according to the International Protocol of the European Society of Hypertension. Vascular Health & Risk Management 2007, 3(4):1-12.
Omron Healthcare | RS8 (HEM-6310F-E) | Wrist | Over £100 | International Protocol 2010 | Independent | Positioning sensor, 2 x LR03 batteries, 100 reading memory |  | Takahahi H, Yoshika M, Yokoi T. Validation of Omron RS8, RS6 and RS3 home blood pressure monitoring devices, in accordance with the European Society of Hypertension International Protocol revision 2010. Vascular Health and Risk Management 2013:9 265-272
Oregon Scientific | BPU 330 | Upper Arm | Over £100 | International Protocol | Independent |  |  | Li L, Zhang X, Yan C & Liang Q. Validation of the Oregon Scientific BPU 330 for self-monitoring of blood pressure according to the International Protocol. Vascular Health and Risk Management 2008, 4(5):1121–1125
Proton Healthcare | 868BF (Derivative of Health & Life HL868BA) | Upper Arm | Over £100 | International Protocol | Independent | 180 reading memory |  | Chen HE, Cui Y, Sheng CS, Li LH, Li Y & Wang JG. Validation of the Health & Life HL 868BA blood pressure monitor for home blood pressue monitoring according to the European Society of Hypertension Internationa protocol. Blood Pressure Monitoring 2008, 1
Withings | BPM Connect (WPM05) | Upper Arm | Over £100 | International Protocol | Independent |  |  | Jirar Topouchian, Parounak Zelveian, Zoya Hakobyan, Heghine Gharibyan, Roland Asmar Accuracy of the Withings BPM Connect Device for Self-Blood Pressure Measurements in General Population – Validation According to the Association for the Advancement of Medical Instrumentation/European Society of Hypertension/International Organization for Standardization Universal Standard Vascular Health and Risk Management 2022:18 191–200 Zelveian P, Topouchian J, Hakobyan Z, Asmar J, Gharibyan H, Asmar R Clinical Accuracy of the Withings BPM Connect for Self-Blood Pressure Measurements in Pregnancy and PreEclampsia: Validation According to the Association for the Advancement of Medical Instrumentation/European Society of Hypertension/International Organization for Standardization Universal Standard Vascular Health and Risk Management, 2022, 18, 181–189
Seca | Custo screen 400 | Upper Arm | Under £100 | International Protocol | Independent |  | For adults only | Validation of the custo screen 400 ambulatory blood pressure-monitoring device according to the European Society of Hypertension International Protocol revision 2010
Unknown Price
A&D | BP UB-543 | Upper Arm | Unknown Price | International Protocol 2010 | Independent | Correct position guidance indicator. 2 batteries |  | Fania C, Benetti E, Palatini P. Validation of the A&D BP UB-543 wrist device for home blood pressure measurement according to the European Society of Hypertension International Protocol revision 2010. Blood Pressure Monitoring 2015, 20:237-240
A&D | UA-767S (Derivative of UA-651) | Upper Arm | Unknown Price | International Protocol 2010 | Independent |  |  | Benetti E, Fania C and Palatini P. Validation of the A&D BP UA-651 device for home blood pressure measurement according to the European Society of Hypertension International Protocol revision 2010. Blood Pressure Monitoring 2014, 19:50-53. Benetti E, Fania C and Palatini P. Validation of the A&D BP UA-651 device with a widerange cuff for home blood pressure measurement according to the European Society of Hypertension International Protocol revision 2010. Blood Pressure Monitoring 2015, 20:164-167
A&D | UA-767S-W (Derivative of UA651) | Upper Arm | Unknown Price | International Protocol 2010 | Independent |  |  | Benetti E, Fania C and Palatini P. Validation of the A&D BP UA-651 device for home blood pressure measurement according to the European Society of Hypertension International Protocol revision 2010. Blood Pressure Monitoring 2014, 19:50-53. Benetti E, Fania C and Palatini P. Validation of the A&D BP UA-651 device with a widerange cuff for home blood pressure measurement according to the European Society of Hypertension International Protocol revision 2010. Blood Pressure Monitoring 2015, 20:164-167
A&D | TM-2657P (Derivative of TMTM2656) | Upper Arm | Unknown Price | BHS A/A | Independent |  |  | Wei-Fang Zeng, Ming Liu, Yuan-Yuan Kang, Yan Li, Ji-Guang Wang Validation of the fully automated A&D TM-2656 blood pressure monitor according to the British Hypertension Society Protocol Blood Press Monitoring, 2013 Aug;18(4):223-6
A&D | UM-201 | Upper Arm | Unknown Price | International Protocol | Independent | 4 x AA Batteries or AC Adapter. | Latex-free cuffs. Large cuff up to 45cm | Fania C, Albertini F & Palatini P. Validation of the A&D UM-201 device for office blood pressure measurement according to the European Society of Hypertension International Protocol Revision 2010. Blood Pressure Monitoring 2017, 22:234-237
Alvita / Kinetik Wellbeing | TMB-1970 (Derivative of TMB986) | Upper Arm | Unknown Price | International Protocol | Independent |  |  | Wen Jun Liu, Su Gang Li, Zhe Song and Wei Gong. Validation of the TRANSTEK blood pressure monitor TMB-986 for home blood pressure monitoring according to the International Protocol. Blood Pressure Monitoring 2015. 20:278- 280
Alvita / Kinetik Wellbeing | TMB - 1491-S (Derivative of TMB-1491) | Upper Arm | Unknown Price | International Protocol | Independent |  |  | Huiyong Tian, Sijian Zeng, Xiaoyan Zhong, Wei Gong and Wenjun Liu Validation of Transtek blood pressure monitor TMB-1491 for self-measurement according to the European Society of Hypertension International Protocol revision 2010 Blood Pressure Monitoring, 2015, Vol 20 No 5, 280-282, doi: 10.1097/MBP.0000000000000125
Alvita / Kinetik Wellbeing | TMB-2083-N (Derivative Device of TMB - 1491) | Upper Arm | Unknown Price | International Protocol | Independent |  |  | Huiyong Tian, Sijian Zeng, Xiaoyan Zhong, Wei Gong and Wenjun Liu Validation of Transtek blood pressure monitor TMB-1491 for self-measurement according to the European Society of Hypertension International Protocol revision 2010 Blood Pressure Monitoring, 2015, Vol 20 No 5, 280-282
Alvita / Kinetik Wellbeing | TMB-1117-S (Derivative Device of TMB - 988) | Wrist | Unknown Price | International Protocol | Independent |  |  | Tian HY, Liu WJ, Li SG, Song Z & Gong W. Validation of the Transtek TMB-988 wrist blood pressure monitor for home blood pressure monitoring according to the International Protocol. Blood Pressure Monitoring 2010, 15:326-328
Andon Health Co. Ltd | BM-091 (Derivative of KD-5915) | Upper Arm | Unknown Price | International Protocol | Independent |  |  | Qi-Fang H, JieW, Chang-Sheng S, Na-Na Z, Yan L & JL-Guang W. Validation of the Andon KD-5915 blood pressure monitor for home blood pressure monitoring according to the European Society of Hypertension International Protocol. Blood Pressure Monitoring 2010, 5:232-234
Andon Health Co. Ltd | Desa Pharma Tecnico Easy KD-558 (Derivative of Andon KD-5917) | Upper Arm | Unknown Price | International Protocol 2010 | Independent |  |  | Guo WG, Li BL, He Y, Zue YS, Wand HY, Zheng QS and Ziang DC. Validation of the Andon KD-5917 automatic upper arm blood pressure monitor for clinic use and self-measurement according to the European Society of Hypertension International Protocol revision 2010. Blood pressure Monitoring 2014, 19: 242-245
Andon Health Co. Ltd | iHealth BP3 | Upper Arm | Unknown Price | International Protocol 2010 | Independent | Dock for Apple touch devices using an app of a BP monitoring system. |  | Chen C, Shang F, Wang J, Chen J, Ji N and Wan Y. Validation of the iHealth BP3 upper-arm blood pressure monitor for clinic use and self-measurement according to the European Society of Hypertension International Protocol revision 2010. Blood Pressure Monitoring 2012, 17:253-256
Andon Health Co. Ltd | iHealth Neo BP5S (Derivative of iHealth BP5) | Upper Arm | Unknown Price | International Protocol 2010 | Independent | Wireless device with integral cuff |  | Fujun S, Yizheng Z, Zhenlai Z, Lei L and Yi W. Validation of the iHealth BP5 wireless upper arm blood pressure monitor for self-measurement according to the European Society of Hypertension International Protocol revision 2010. Blood Pressure Monitoring 2013, 18:278-261
Andon Health Co. Ltd | KD-5001 (Derivative of Andon KD-5915) | Upper Arm | Unknown Price | International Protocol | Independent |  |  | Qi-Fang H, JieW, Chang-Sheng S, Na-Na Z, Yan L & JL-Guang W. Validation of the Andon KD-5915 blood pressure monitor for home blood pressure monitoring according to the European Society of Hypertension International Protocol. Blood Pressure Monitoring 2010, 5:232-234
Andon Health Co. Ltd | KD-551 (Derivative of KD-5917) | Upper Arm | Unknown Price | International Protocol | Independent |  |  | Wan-Gang Guo, Bing-Ling Li, Yong He, Yu-Sheng Xue, Hai-Yan Wang, Qiang-Sun Zheng and Ding-Cheng Xiang Validation of the Andon KD-5917 automatic upper arm blood pressure monitor, for clinic use and selfmeasurement, according to the European Society of Hypertension International Protocol revision 2010 Blood Pressure Monitoring, 2014, 19:242–245
Andon Health Co. Ltd | KD - 551 (Derivative of KD5965) | Upper Arm | Unknown Price | International Protocol | Independent |  |  | jinhua Huang, Zhijie Li, Guimei Li and Zhaoying Liu Validation of the Andon KD-5965 upper-arm blood pressure monitor for home blood pressure monitoring according to the European Society of Hypertension International Protocol revision 2010; Blood Pressure Monitoring 2015, 20:283–285
Andon Health Co. Ltd | KD-557 (Derivative of Andon KD-5915) | Upper Arm | Unknown Price | International Protocol | Independent |  |  | Qi-Fang H, JieW, Chang-Sheng S, Na-Na Z, Yan L & JL-Guang W. Validation of the Andon KD-5915 blood pressure monitor for home blood pressure monitoring according to the European Society of Hypertension International Protocol. Blood Pressure Monitoring 2010, 5:232-234
Andon Health Co. Ltd | KD-558 (Derivative of Andon KD-5915) | Upper Arm | Unknown Price | International Protocol | Independent |  |  | Qi-Fang H, JieW, Chang-Sheng S, Na-Na Z, Yan L & JL-Guang W. Validation of the Andon KD-5915 blood pressure monitor for home blood pressure monitoring according to the European Society of Hypertension Internationa Protocol. Blood Pressure Monitoring 2010, 5:232-234
Andon Health Co. Ltd | KD - 5810 (Derivative of KD5917) | Upper Arm | Unknown Price | International Protocol | BIHS |  |  | Wan-Gang Guo, Bing-Ling Li, Yong He, Yu-Sheng Xue, Hai-Yan Wang, Qiang-Sun Zheng and Ding-Cheng Xiang Validation of the Andon KD-5917 automatic upper arm blood pressure monitor, for clinic use and selfmeasurement, according to the European Society of Hypertension International Protocol revision 2010 Blood Pressure Monitoring, 2014, 19:242–245
Andon Health Co. Ltd | KD-5811 (Derivative of KD5917) | Upper Arm | Unknown Price | International Protocol 2010 | Independent |  |  | Wan-Gang Guo, Bing-Ling Li, Yong He, Yu-Sheng Xue, Hai-Yan Wang, Qiang-Sun Zheng and Ding-Cheng Xiang Validation of the Andon KD-5917 automatic upper arm blood pressure monitor, for clinic use and selfmeasurement, according to the European Society of Hypertension International Protocol revision 2010 Blood Pressure Monitoring, 2014, 19:242–245
Andon Health Co. Ltd | KD-5811 (Derivative of KD5965) | Upper Arm | Unknown Price | International Protocol 2010 | Independent |  |  | Jinhua Huang, Zhijie Li, Guimei Li and Zhaoying Liu Validation of the Andon KD-5965 upper-arm blood pressure monitor for home blood pressure monitoring according to the European Society of Hypertension International Protocol revision 2010; Blood Pressure Monitoring, 2015, 20:283–285
Andon Health Co. Ltd | KD-5815, KD-5920, KD-5923, (Derivative of Andon KD-5965) | Upper Arm | Unknown Price | International Protocol 2010 | Independent |  |  | Huang J, Li Z, Li G, Liu Z. Validation of the Andon KD-5965 upper-arm blood pressure monitor for home blood pressure monitoring according to the European Society of Hypertension International Protocol revision 2010. Blood Press Monit. 2015 Oct;20(5):283-5. doi: 10.1097/MBP.0000000000000129. PMID: 25968093.
Andon Health Co. Ltd | KD-5851 | Upper Arm | Unknown Price | International Protocol 2010 | Independent |  |  | Wu L, Jiao Y, Wang C, Chen L, Di D and Zhang H. Validation of teh Andon KD-5851 upper arm blood pressure monitor for self-measurement according to the European Society of Hypertension International Protocol revision 2010. Blood Pressure Monitoring 2015, 20:228-231
Andon Health Co. Ltd | KD-5901/02/05/09/17/18/61/62/71 (All derivative models of Andon KD-5915) | Upper Arm | Unknown Price | International Protocol | Independent |  |  | Qi-Fang H, JieW, Chang-Sheng S, Na-Na Z, Yan L & JL-Guang W. Validation of the Andon KD-5915 blood pressure monitor for home blood pressure monitoring according to the European Society of Hypertension International Protocol. Blood Pressure Monitoring 2010, 5:232-234
Andon Health Co. Ltd | KD-5915 | Upper Arm | Unknown Price | International Protocol | Independent |  |  | Qi-Fang H, JieW, Chang-Sheng S, Na-Na Z, Yan L & JL-Guang W. Validation of the Andon KD-5915 blood pressure monitor for home blood pressure monitoring according to the European Society of Hypertension Internationa Protocol. Blood Pressure Monitoring 2010, 5:232-234
Andon Health Co. Ltd | KD-5917 | Upper Arm | Unknown Price | International Protocol 2010 | Independent |  |  | Guo WG, Li BL, He Y, Xue YS, Wang HY, Zheng QS, Xiang DC. Validation of the Andon KD-5917 automatic upper arm blood pressure monitor, for clinic use and self-measurement, according to the European Society of Hypertension International Protocol revision 2010. Blood Pressure Monitoring 2014, 19:242-245
Andon Health Co. Ltd | KD-595 (Derivative of Andon KD-5915) | Upper Arm | Unknown Price | International Protocol | Independent |  |  | Qi-Fang H, JieW, Chang-Sheng S, Na-Na Z, Yan L & JL-Guang W. Validation of the Andon KD-5915 blood pressure monitor for home blood pressure monitoring according to the European Society of Hypertension International Protocol. Blood Pressure Monitoring 2010, 5:232-234
Andon Health Co. Ltd | KD-5965 | Upper Arm | Unknown Price | International Protocol 2010 | Independent |  |  | Huang J, Li Z, Li G and Liu Z. Validation of the Andon KD-5965 upper-arm blood pressure monitor for home blood pressure monitoring according to the Euripan Society of Hypertension International Protocol revision 2010. Blood pressure Monitoring 2015, 20:283-285
Aseptika | Activ8rlives BP3 (Derivative of Transtek TMB-1491) | Upper Arm | Unknown Price | International Protocol 2010 | Independent |  |  | Tian H, Zeng S, Zhong X, Gong W and Liu W. Validation of Transtek blood pressure monitor TMB-1491 for selfmeasurement according to the European Society of Hypertension International Protocol revision 2010. Blood Pressure Monitoring 2015, 20:280-282
ASPEN/Rossmax | CF55F ((Derivative of CF175) | Upper Arm | Unknown Price | International Protocol 2010 | Independent |  |  | Zhang L, Kang YY, Zeng WF, Li Y and Wang JG. Validation of the Rossmax CF175 upper-arm blood pressure monitor for home blood pressure monitoring according to the European Society of Hypertension International Protocol revision 2010. Blood Pressure Monitoring 2015, 2: 104-107
Avita | BPM15S | Wrist | Unknown Price | International Protocol 2010 | Independent | 2 x AAA batteries, 2 x 90 reading memory |  | Kang YY, Zeng WF, Zhang L, Li Y, Wang JG. Validation of the AVITA BPM15S wrist blood pressure monitor for home blood pressure monitoring accoridng to the European Society of Hypertension International Protocol revision 2010. Blood Pressure Monitoring 2014, 19:183-186
Avita | BPM17 | Wrist | Unknown Price | International Protocol 2010 | Independent | 2 x AAA Batteries. 2 x 90 reading memory |  | Kang YY, Chen Q, Liu CY, Li Y & Wang JG. Validation of the AVITA BPM17 wrist blood pressure monitor for home blood pressure monitoring according to the European Society of Hypertension International Protocol Revision 2010. Blood Pressure Monitoring 2017, 22:230-233
Avita | BPM63S | Upper Arm | Unknown Price | International Protocol 2010 | Independent | 2 x 60 memory readings. 4 x AA Batteries |  | Kang YY, zen WF, Liu M, Li Y and Wang JG. Validation of the AVITA BPM63S upper arm blood pressure monitor for home blood pressure monitoring according to the European Society of Hypertension International Protocol revision 2010. Blood Pressure Monitoring 2014, 19:46-49
Beurer | BM 28 | Upper Arm | Unknown Price | International Protocol 2010 | Independent |  |  | Validation of the blood pressure measurement device Beurer BM 28 according to the European Society of Hypertension International Protocol revision 2010 Cornelia Deutsch, Carsten Bramlage, Beate Botta, Ralf Krüger, Klaus Forstner, Peter Bramlage, and Beate Beime Blood Pressure Monitoring 2021, 26:292–298
Beurer GmbH | BM44 | Upper Arm | Unknown Price | International Protocol | Independent |  | NB AF detection in this device does not mean that it has been validated for use in patients with AF | Luders S, Kruger R, Zemmrich C, Forstner K, Sturm CD and Bramlage P. Validation of the Beurer BM 44 upper arm blood pressure monitor for home measurement, according to the European Society of Hypertension International Protocol 2002. Blood Pressure Monitoring 2012, 17:248-252
BPUMP | BF1112 | Upper Arm | Unknown Price | International Protocol 2010 | Independent | 90 reading memory |  | Chen Q, Kang YY, Li Y and Wang Ji-Guang. Validation of the BPUMP BF1112 upper-arm blood pressure monitor for home blood pressure monitoring according to the European Society of Hypertension International Protocol revision 2010. Blood Pressure Monitoring 2017, 22:106-108
Braun | BP 3550 | Wrist | Unknown Price | International Protocol | Independent | 2 x AAA Alkaline Batteries |  | Iliman N, Altunkan S, Kayaturk N & Altunkan E. Validation of the Braun BP 3550 wrist blood pressure measuring device with a position sensor and an EasyClick cuff according to the International Protocol in Adults. Blood Pressure Monitoring 2007, 12:45-49
Braun | BP6000, BP6100, BP6200 (All derivative Transtek TMB-986) | Upper Arm | Unknown Price | International Protocol | Independent | Dual user function. 4 x AAA batteries or AC adaptor |  | Liu WJ, Li Su Gang, Song Z, Gong W. Validation of the Transtek blood pressure monitor TMB-986 for home blood pressure monitoring according to the Internatinal Protocol. Blood Pressure Monitoring 2010, 15:278-280
Braun | BUA5000 (Derivative of Microlife BP100 Plus) | Upper Arm | Unknown Price | International Protocol | Independent |  |  | Stergiou GS, Giovas PP, Neofytou MS, Adamopoulos DN. Validation of the Microlife BPA100 Plus device for self-home blood pressure measurement according to the International Protocol. Blood Pressure Monitoring: 2006, 11:157-160
Citizen | CH-617 (Derivative of Health & Life HL-168JD) | Upper Arm | Unknown Price | International Protocol | Independent |  |  | Cheng CS, Huang QF Wang J, Zhang Y, Li Y and Wang JG. Validation of the Health & Life HL 168JD wrist blood prressure monitor hor home blood pressure monitoring according to the international Protocol. Blood Pressure Monitoring 2009, 14:125-127
Citizen | CH-618 (Derivative of Health & Life HL-168JD) | Upper Arm | Unknown Price | International Protocol | Independent |  |  | Cheng CS, Huang QF Wang J, Zhang Y, Li Y and Wang JG. Validation of the Health & Life HL 168JD wrist blood prressure monitor hor home blood pressure monitoring according to the international Protocol. Blood Pressure Monitoring 2009, 14:125-127
Duronic | BMP550 (Derivative of Transtek TMB-986) | Upper Arm | Unknown Price | International Protocol | Independent |  | 2 x 60 readings. 4 x AAA batteries | Liu WJ, Li SG, Song Z & Gong W. Validation of the Transtek blood pressure monitor TMB-986 for home blood pressure monitoring according to the International Protocol. Blood Pressure Monitoring 2010, 15:287-280
Duronic | BPM 300 (Derivative of Transtek TMB-988 | Wrist | Unknown Price | International Protocol | Independent |  | 2 x AAA Alkaline Batteries | Tian HY, Liu WJ, Li SG, Song Z & Gong W. Validation of the Transtek TMB-988 wrist blood pressure monitor for home blood pressure monitoring according to the International Protocol. Blood Pressure Monitoring 2012, 15:326-328
Grandway | G.LAB MD2200 | Wrist | Unknown Price | BHS A/A, International Protocol 2010 | Independent | 2 x 120 reading memory |  | Liu ZY, Zhang QH, Ye XL, Liu DP, Cheng K, Zhang CH and Wan Y. Validation of the G.LAB MD2200 wrist blood pressure monitor according to the European Society of Hypertension, the British Hypertension Society and the International Organization for Standardization Protocols. Blood Pressure Monitoring 2017, 22:101-104
Grandway | MD2231 | Wrist | Unknown Price |  | Independent | 2 x AAA Alkaline Batteries |  | Jiao Y, Guan Q, Wu L, Wang C & Cao L. Validation of the G.LAB MD2231 digital automatic wrist blood pressure monitor according to multiple protocols. Blood Pressure Monitoring 2017, 22:226-229
Grandway | MD2680 | Upper Arm | Unknown Price |  | Independent | 4 x AA Batteries. Large Cuff up to 44cm available |  | Guo YF, Zhang XQ, Fu JL, Zhang X, Shan HZ, Shi N &Yan LQ. Validation of the G.LAB MD2680 digitial Automatic blood pressure monitor according to international protocols. Blood Pressure Monitoring 2017, 22 221-225
Grandway | MD2301 | Upper Arm | Unknown Price | International Protocol 2010 | Independent |  |  | Chen W, Zeng ZL, Bing S, Li LY, Wang R and Wan Y. Validation of the Grandway MD2301 digital automatic blood pressure monitor according to the European Society of Hypertension International Protocol. Blood Pressure Monitoring 2016, 21:259-261
Hartmann | Tensoval Duo Control | Upper Arm | Unknown Price | BHS A/A, International Protocol | Independent |  |  | de Greef A, Arora J, Hervey S, Liu B & Shennan A. Accuracy assessment of the Tensoval duo control according to the British and European Hypertension Societies’ standards. Blood Pressure Monitoring 2008, 13:111-116
Hartmann | Tensoval Duo Controll II | Upper Arm | Unknown Price | BHS A/A, International Protocol | Independent | Device uses a combination of auscultatory and oscillometric technology to measure BP. 4 x AA batteries | AF detection in this device does not mean that it will accurately measure BP in AF patients. | de Greef AM, Shennan AH. Validation of the Tensoval Duo Control II blood pressure monitor for clinic use and self-measurement according to the British Hypertension Society Protocol and the European Society of Hypertension International Protocol revision 2010. Blood Pressure Monitoring 2013, 18-161-166
Health Assure | HL158JA, 158JT, 158SA, 158SK, 158ST (All derivatives of Health & Life HL168JD) | Wrist | Unknown Price | International Protocol | Independent |  |  | Chang-Sheng S, Qi-Fang H, Jie W, Yi Z, Yan L and Ji-Guang W. Validation of the Health & Life HL169JD wrist blood pressure monitor for home blood pressure monitoring according to the International Protocol. Blood Pressure monitoring 2009, 14:125-127
Health Assure | HL 858JA, 858JT, 858SA, 858SK, 858ST, 959JA (All derivatives of Health & Life HL888HA) | Upper Arm | Unknown Price | BHS A/A | Independent |  |  | de Greef AM and Shennan AH. The Health & Life device (HL888HA): Accuracy assessment in an adult population according to the British Hypertension Society Protocol. Blood Pressure Monitoring 2007, 12:107-111
Health & Life | AI-H971 (Derivative of Health & Life HL888HA) | Upper Arm | Unknown Price | BHS A/A | Independent |  | AF detection in this device does not mean that it will accurately measure BP in AF patients. Minor protocol violation: only 2 observers used in validation study | de Greef A & Shennan A. The Health & Life device (HL999HA): accuracy assessment in an adult population according to the British Hypertension Society protocol. Blood Pressure Monitoring 2007, 12:107-111
Health & Life | BPM4 (Derivative of Health & Life HL888HA) | Upper Arm | Unknown Price | BHS A/A | Independent |  | Minor protocol violation: only 2 observers used in validation study | de Greef A, & Shennan A. The Health & Life device (HL888HA): accuracy assessment in an adult population according to the British Hypertension Society protocol. Blood Pressure Monitoring 2007, 12:107-111
Health & Life | BPM4TL (Derivative of Health & Life HL888HA) | Upper Arm | Unknown Price | BHS A/A | Independent |  | Minor protocol violation: only 2 observers used in validation study | de Greef A, & Shennan A. The Health & Life device (HL888HA): accuracy assessment in an adult population according to the British Hypertension Society protocol. Blood Pressure Monitoring 2007, 12:107-111
Health & Life | HL158MA, KA (Derivative of Health & Life HL168JD) | Wrist | Unknown Price | International Protocol | Independent |  |  | Sheng C, Huang Q, Wang J, ZhangY, Li Y & Wang J. Validation of the Health & Life HL 168JD wrist blood pressure monitor for home blood pressure monitoring according to the International Protocol. Blood Pressure Monitoring 2009, 14:125-127
Health & Life | HL 168JD | Wrist | Unknown Price | International Protocol | Independent |  |  | Sheng C, Huang Q, Wang J, ZhangY, Li Y & Wang J. Validation of the Health & Life HL 168JD wrist blood pressure monitor for home blood pressure monitoring according to the International Protocol. Blood Pressure Monitoring 2009, 14:125-127
Health & Life | HL168KB, ZA (Derivative of Health & Life HL168JD) | Wrist | Unknown Price | International Protocol | Independent |  | AF detection in this device does not mean that it will accurately measure BP in AF patients. | Sheng C, Huang Q, Wang J, ZhangY, Li Y & Wang J. Validation of the Health & Life HL 168JD wrist blood pressure monitor for home blood pressure monitoring according to the International Protocol. Blood Pressure Monitoring 2009, 14:125-127
Health & Life | HL858BA, BC, HA, GA (Derivatives of Health & Life HL888HA) | Upper Arm | Unknown Price | BHS A/A | Independent |  | AF detection in this device does not mean that it will accurately measure BP in AF patients. Minor protocol violation: only 2 observers used in validation study | de Greef A, & Shennan A. The Health & Life device (HL888HA): accuracy assessment in an adult population according to the British Hypertension Society protocol. Blood Pressure Monitoring 2007, 12:107-111
Health & Life | HL858EF,DF,CF (Derivative of Health & Life HL888HA) | Upper Arm | Unknown Price | BHS A/A | Independent |  | AF detection in this device does not mean that it will accurately measure BP in AF patients. Minor protocol violation: only 2 observers used in validation study | de Greef A, & Shennan A. The Health & Life device (HL888HA): accuracy assessment in an adult population according to the British Hypertension Society protocol. Blood Pressure Monitoring 2007, 12:107-111
Health & Life | HL858DK (Derivative of HL888HA) | Upper Arm | Unknown Price | BHS A/A | Independent |  |  | de Greef A and Shennan A. The Health & Life device (HL888HA): Accuracy assessment in an adult population according to the British Hypertension Society Protocol. Blood Pressure Monitoring 2007, 12@107-111
Health & Life | HL858A1 (Derivative of HL888HA) | Upper Arm | Unknown Price | International Protocol | Independent |  |  | de Greef A, & Shennan A. The Health & Life device (HL888HA): accuracy assessment in an adult population according to the British Hypertension Society protocol. Blood Pressure Monitoring 2007, 12:107-111
Health & Life | HL868BA | Upper Arm | Unknown Price | International Protocol | Independent |  |  | Chen HE, Cui Y, Sheng CS, Li LH, Li Y & Wang JG. Validation of the Health & Life HL 866BA blood pressure monitor for home blood pressue monitoring according to the European Society of Hypertension Internationa protocol. Blood Pressure Monitoring 2008, 113:305-308
Health & Life | HL868ED | Upper Arm | Unknown Price |  | Independent |  |  | Validation of the HL868ED upper-arm blood pressure monitor for clinical use and self-measurement according to the British Hypertension Society Protocol. Wei Zhang, Lei L, Yan Li and Ji-Guang Wang. Blood Pressure Monitoring 2019, 24:203–207
Health & Life | HL868 NF, ZA, ZB (Derivatives of Health & Life HL 888HA) | Upper Arm | Unknown Price | BHS A/A | Independent |  | AF detection in this device does not mean that it will accurately measure BP in AF patients. Minor protocol violation: only 2 observers used in validation study | de Greef A, & Shennan A. The Health & Life device (HL888HA): accuracy assessment in an adult population according to the British Hypertension Society protocol. Blood Pressure Monitoring 2007, 12:107-111
Health & Life | HL 888HC (Derivative of Health & Life HL 888HA) | Upper Arm | Unknown Price | BHS A/A | Independent |  | Minor protocol violation: only 2 observers used in validation study | de Greef A, & Shennan A. The Health & Life device (HL888HA): accuracy assessment in an adult population according to the British Hypertension Society protocol. Blood Pressure Monitoring 2007, 12:107-111
Health & Life | WGNBPA-730,740,750 (Derivative of Health & Life HL888HA) | Upper Arm | Unknown Price | BHS A/A | Independent |  | AF detection in this device does not mean that it will accurately measure BP in AF patients. Minor protocol violation: only 2 observers used in validation study | de Greef A, & Shennan A. The Health & Life device (HL888HA): accuracy assessment in an adult population according to the British Hypertension Society protocol. Blood Pressure Monitoring 2007, 12:107-111
Health & Life | WGNBPW-710,720 (Derivative of Health & Life HL168JD) | Wrist | Unknown Price | International Protocol | Independent |  |  | Sheng C, Huang Q, Wang J, ZhangY, Li Y & Wang J. Validation of the Health & Life HL 168JD wrist blood pressure monitor for home blood pressure monitoring according to the International Protocol. Blood Pressure Monitoring 2009, 14:125-127
HoMedics | Salter BPA-8200-EU (Derivative of Andon KD-5915) | Upper Arm | Unknown Price | International Protocol | Independent | 2 x 60 memory reading |  | Huang QF, Wang J, Sheng CS, Zhang NN, Li Y and Wang JG. Validation of the Andon KD-5915 blood pressure monitor for home blood pressure monitoring according to the European Society of Hypertension International Protocol. Blood Pressure Monitoring 2010, 15:232-234
HoMedics | Salter BPA-9200-GB (Derivative of Andon KD-5915) | Upper Arm | Unknown Price | International Protocol | Independent | 2 x 60 memory reading |  | Huang QF, Wang J, Sheng CS, Zhang NN, Li Y and Wang JG. Validation of the Andon KD-5915 blood pressure monitor for home blood pressure monitoring according to the European Society of Hypertension International Protocol. Blood Pressure Monitoring 2010, 15:232-234
Honsun | LD30 (Derivative of LD578) | Upper Arm | Unknown Price | International Protocol | Independent |  |  | Zhang Y, Wang J, Huang Q, Sheng C, Li Y & Wang J. Validation of the Honsun LD-578 blood pressure montitor for home blood pressure monitoring according to the European Society of Hypertension International Protocol. Blood Pressure Monitoring 2009, 14:128
Honsun | LD-520, 522, 526, 528, 530, 532, 533, 568, 582, 586N, 587 (Derivative of Honsun LD-578) | Upper Arm | Unknown Price | International Protocol | Independent | 4 x AA batteries |  | Zhang Y, Wang J, Huang Q, Sheng C, Li Y & Wang J. Validation of the Honsun LD-578 blood pressure montitor for home blood pressure monitoring according to the European Society of Hypertension International Protocol. Blood Pressure Monitoring 2009, 14:128
Honsun/MediPro | MP-BP-BPM (Derivative of LD533) | Upper Arm | Unknown Price | International Protocol | Independent |  |  | Yi Zhang, Jie Wang, Qi-Fang Huang, Chang-Sheng Sheng, Yan Li And Ji-Guang Wang Validation of the Honsun LD-533 Blood Pressure Monitor For Home Blood Pressure Monitoring According to the European Society Of Hypertension International Protocol Blood Pressure Monitoring June 2009-volume 14-issue 3-pp 128-131
Honsun / Suresign | LD-588 (Derivative of LD-578) | Upper Arm | Unknown Price | International Protocol | Independent |  |  | Zhang Y, Wang J, Huang Q, Sheng C, Li Y & Wang J. Validation of the Honsun LD-578 blood pressure montitor for home blood pressure monitoring according to the European Society of Hypertension International Protocol. Blood Pressure Monitoring 2009, 14:128-131
InBody | BP 170 | Upper Arm | Unknown Price | International Protocol | Independent |  |  | Kollias A, Anagnostopoulos I, Gravvani A, Stambolliu E, Bountzona I, Ariadni Menti A and Stergiou G. Validation of the InBody BP170 oscillometric home blood pressure monitor in general population according to the Association for the Advancement of Medical Instrumentation/European Society of Hypertension/ International Organization for Standardization Universal Standard. Blood Pressure Monitoring 2020, 25:50–52
JIANGSU YUYUE MEDICAL EQUIPEMENT & SUPPLY CO., LTD. | YE680B | Upper Arm | Unknown Price | International Protocol | Independent |  |  | Huang, Jian-Feng; Zhang, Wei; Li, Yan; Wang, Ji-Guang
Kingyield | BP101H | Upper Arm | Unknown Price | International Protocol | Independent |  |  | Zeng WF, Huang QF, Sheng CS, Li Y & Wang JG. Validation of the Kingyield BP101H blood pressure monitor for home blood pressure monitoring according to the European Society of Hypertension International Protocol. Blood Pressure Monitoring 2010, 15:329-331
Little Doctor Electronic (Nantong) | LD12 (Derivative of SCIAN LD735) | Upper Arm | Unknown Price | International Protocol 2010 | Independent |  | DD info from Honsun | Kang YY, Chen Q, Li Y and Wang JG. Validation of the SCIAN LD-735 wrist blood pressure monitor for home blood pressure monitoring according to the European Society of Hypertension International Protocol revision 2010. Blood Pressure Monitoring 2016, 21:255-258
Little Doctor Electronic (Nantong) | LD51, LD51U, LD51A, LD51S (Derivative of Honsun LD-578) | Upper Arm | Unknown Price | International Protocol | Independent | Model LD51S has spoken voice facility | DD info from Honsun | Zhang Y, Wang J, Huang Q, Sheng C, Li Y & Wang J. Validation of the Honsun LD-578 blood pressure montitor for home blood pressure monitoring according to the European Society of Hypertension International Protocol. Blood Pressure Monitoring 2009, 14:128
Little Doctor Electronic (Nantong) | LD-521 (Derivative of Honsun LD-578) | Upper Arm | Unknown Price | International Protocol | Independent |  | DD info from Honsun | Zhang Y, Wang J, Huang Q, Sheng C, Li Y & Wang J. Validation of the Honsun LD-578 blood pressure montitor for home blood pressure monitoring according to the European Society of Hypertension International Protocol. Blood Pressure Monitoring 2009, 14:128
Little Doctor Electronic (Nantong) | LD-521A (Derivative of LD-578) | Upper Arm | Unknown Price | International Protocol | Independent |  |  | Zhang Y, Wang J, Huang Q, Sheng C, Li Y & Wang J. Validation of the Honsun LD-578 blood pressure montitor for home blood pressure monitoring according to the European Society of Hypertension International Protocol. Blood Pressure Monitoring 2009, 14:128
Maestro Innovations Corporation | Health Assure HL158JA, 158JT, 158SA, 158SK, 158ST (All derivatives of Health & Life HL168JD) | Wrist | Unknown Price | International Protocol | Independent |  |  | Chang SS, Qi-Fang H, Jie W, Yi Z, Yan L and Ji-Guang W. Validation of the Health & Life HL168JD wrist blood pressure monitor for home blood pressure monitoring according to the international protocol. Blood Pressure Monitoring 2009, 14:125-127
Maestro Innovations Corporation | Health Assure HL858JA, 858JT, 858SA, 858SK, 858ST, 959JA (All derivatives of Health & Life HL888HA) | Upper Arm | Unknown Price | BHS A/A | Independent |  |  | de Greef AM and Shennan AH. The Health & Life device (HL888HA): Accuracy assessment in an adult population according to the British Hypertension Society Protocol. Blood Pressure Monitoring 2007, 12:107-111
Medinox Ltd | MX86005 (KD-5923) (Derivative of KD-5917) | Upper Arm | Unknown Price | International Protocol 2010 | Independent |  |  | Wan-Gang Guo, Bing-Ling Li, Yong He, Yu-Sheng Xue, Hai-Yan Wang, Qiang-Sun Zheng and Ding-Cheng Xiang Validation of the Andon KD-5917 automatic upper arm blood pressure monitor, for clinic use and self-measurement, according to the European Society of Hypertension International Protocol revision 2010 Blood Pressure Monitoring; 2014, 19:242–245
Medipro/Rossmax | Medicare 100f | Upper Arm | Unknown Price | International Protocol 2010 | Independent |  |  | Yi J, Pan F, Yu X, Zhao H, Shang F & Xu Y. Validation of the Medipro Medicare 100f upper arm blood pressure monitor for self-measurement, according to the European Society of Hypertension International Protocol Revision 2010. Blood Pressure Monitoring 2011, 16:197-199
Medisana | MTP Plus | Upper Arm | Unknown Price | International Protocol 2010 | Independent |  |  | Erdem E, Aydogudu T & Akpolat T. Validation of the Medisana MTP Plus upper arm blood pressure monitor for self-measurement according to the European Society of Hypertension International Protocol revision 2010
Microlife | B3AFIB | Upper Arm | Unknown Price | ANSI/AAMI/ISO 81060-2:2019 | Independent |  |  | Beime, Beate; Bramlage, Carsten; Krüger, Ralf; Deutsch, Cornelia; van Mark, Gesine; Bramlage, Peter; Botta, Beate Validation of the Microlife BP B3 AFIB upper arm blood pressure monitor in adults and adolescents according to the ANSI/AAMI/ISO 81060-2:2019 protocol Blood Pressure Monitoring: August 2021 - Volume 26 - Issue 4 - p 299-304 doi: 10.1097/MBP.0000000000000530
Microlife | BPA2 Basic (Derivative of BP 3BTO-A) | Upper Arm | Unknown Price | BHS A/A | Independent |  |  | Validation of the Microlife BP 3BTO-A oscillometric blood pressure monitoring device according to a modified British Hypertension Society protocol. Cuckson AC, Reinders A, Shabeeh H, Shennan AH. Blood Pressure Monitoring 2002, 7 (6): 319-324
Microlife | W2 Slim | Wrist | Unknown Price | International Protocol 2010 | Independent |  |  | Bing S, Chen K, Hou H, Zhang W, Li L, Wei J, Shu C and Wan Y. Validation of the Microlife BP A200 Comfort and W2 Slim automated blood pressure monitors in a general adult population according to the European Society of Hypertension and the ANSI/AAMI/ISO 81060-2:2013 protocols. Blood Pressure Monitoring 2016, 21:118-123
Microlife | WatchBP Home A (BP3MX1-3) (Derivative Device of BP B3AFIB) | Upper Arm | Unknown Price | ANSI/AAMI/ISO 81060-2:2019 | Independent |  | The derivative device (Watch Home A) only to be supplied with this (22-42cm conical) cuff | Beime, Beate; Bramlage, Carsten; Krüger, Ralf; Deutsch, Cornelia; van Mark, Gesine; Bramlage, Peter; Botta, Beate Validation of the Microlife BP B3 AFIB upper arm blood pressure monitor in adults and adolescents according to the ANSI/AAMI/ISO 81060-2:2019 protocol Blood Pressure Monitoring: August 2021 - Volume 26 - Issue 4 - p 299-304 doi: 10.1097/MBP.0000000000000530
Omron Healthcare | BP760N HEM-7320-Z | Upper Arm | Unknown Price | ANSI /AA MI/IS O81060-2:2009 | Independent |  |  | Takahashi H, Yoshika M, Yokoi T. Validation of two automatic devices for the self-measurement of blood pressure according to the ANSI /AA MI/IS O81060-2:2009 guidelines: the Omron BP765 (HEM-7311-ZSA ) and the Omron BP760N (HEM-7320-Z). Vascular Health and Risk Management 2015:11 49–53
Omron Healthcare | BP765 HEM-7311-ZSA | Upper Arm | Unknown Price | ANSI /AA MI/IS O81060-2:2009 | Independent |  |  | Takahashi H, Yoshika M, Yokoi T. Validation of two automatic devices for the self-measurement of blood pressure according to the ANSI /AA MI/IS O81060-2:2009 guidelines: the Omron BP765 (HEM-7311-ZSA ) and the Omron BP760N (HEM-7320-Z). Vascular Health and Risk Management 2015:11 49–53
Omron Healthcare | HEM-7120 | Upper Arm | Unknown Price | International Protocol 2010 | Independent |  |  | Puhong Zhanga,b, Xi Lic, Zhe Fanga, Yanling Luc, Jingchen Cuid, Xin Dua and Rong Huc Smartphone application-supported validation of three automatic devices for self-measurement of blood pressure according to the European Society of Hypertension International Protocol revision 2010: the Omron HEM-7120, Yuwell YE680A and Cofoe KF-65B Blood Pressure Monitoring 2021, 26:435–440
Omron Healthcare | HEM-9200T | Upper Arm | Unknown Price |  | Independent |  |  | Hakuo Takahashi, Kanako Saito, Nobuki Yakura Validation of Omron HEM-9200T, a home blood pressure monitoring device for the upper arm, according to the American National Standards Institute/Association for the Advancement of Medical Instrumentation/International Organization for Standardization 81060-2:2013 protocol Journal of Human Hypertension https://doi.org/10.1038/s41371-021-00536-1
Omron Healthcare | M2 (HEM-7121-E) (Derivative of Omron HEM-7130) | Upper Arm | Unknown Price | International Protocol 2010 | Independent |  | NOTE: HEM model number. This is not the same as the M2 (HEM-7117-E) | Takahashi H, Yoshika M and Yokoi T. Validation of three automatic devices for the self-measurement of blood pressure according to the European Society of Hypertension International Protocolo revision 2010: the Omron HEM-7130, HEM-7320F and HEM-7500F. Blood Pressure Monitoring 2015, 20:92-97
Omron Healthcare | RS2 (HEM-6121-E) (Derivative of Omron RS3 (HEM-6130-E)) | Wrist | Unknown Price | International Protocol 2010 | Independent |  |  | Takahashi H, Yoshika M, and Yokoi T. Validation of Omron RS8, RS6 and RS3 Home blood pressure monitoring devices, in accordance with the European Society of Hypertension International Protocl revision 2010. Blood Pressure Monitoring 2013, 9:265-272
Omron Healthcare | RS6 (HEM-6221-E) | Wrist | Unknown Price | International Protocol 2010 | Independent | Positioning sensor. 2 x LR03 batteries. 90 reading memory |  | Takahashi H, Yoshika M, Yokoi T. Validation of Omron RS8, RS6 and RS3 home blood pressure monitoring devices, in accordance with the European Society of Hypertension International Protocol 2010. Vascular Health and Risk Management 2013:9 265-272
Oregon Scientific | BPU321 (Derivative of Oregon Scientific BPU330) | Upper Arm | Unknown Price | International Protocol | Independent | 200 readings. 4 x AA batteries |  | Li L, Zhang XY, Yan CH, Liang QX. Validation of the Oregorn Scientific BPU330 for self-monitoring of blood pressure according to the International Protocol. Vascular Health & Risk Management. 2008, 4(5):1121-1125
Oregon Scientific | Tunstall BPU329 | Upper Arm | Unknown Price | International Protocol | Independent | 200 readings. Wireless transmission |  | Li L, Zhang XY, Yan CH, Liang QX. Validation of the Oregorn Scientific BPU330 for self-monitoring of blood pressure according to the International Protocol. Vascular Health & Risk Management. 2008, 4(5):1121-1125
Pangao | PG-800A11 | Wrist | Unknown Price | BHS A/A | Independent | 2 x 1.5V AAA batteries | Also tested against International Protocol 2010 but insufficient data was reported to inform recommendation | Xie P, Wang Y, Xu X, Huang F and Pan J. Validation of the Pangao PG-800A11 wrist device assessed according to the European Society of Hypertension and the British Hypertension Society protocols. Blood Pressure Monitoring 2015, 20:108-111
Pangao | PG-800A36 | Wrist | Unknown Price | BHS A/A | Independent | 90 reading memory. Rechargeable battery |  | Zhao H, Qiao W, Zhang R, Cui P, Hou F & Zhang W. Validation of the Pangao PG-800A36 automatic wrist blood pressure monitor according to the European Society of Hypertension and the British Hypertension Society protocols. Blood Pressure Monitoring 2018, 23:37-40
Pangao | PG-800B11 | Upper Arm | Unknown Price | International Protocol 2010 | Independent | 90 reading memory, 4 x AA batteries | Validation approved according to the International Protocol 2010 only | Bing S, Zhang C, Wang L, Li L and Wan Y. Validation of the Pangao PG-800B11 blood pressure monitor according to the European Society of Hypertension and the British Hypertension Society protocols. Blood Pressure Monitoring 2014, 19:366-369
Pangao | PG-800B5 | Upper Arm | Unknown Price | International Protocol 2010 | Independent | 90 reading memory, 4 x AA batteries |  | Chen W, Zeng Z, Li L, Wan X, Wan Y. Validation of the Pangao PG-800B5 for clinical use and self-measurement according to the European Society of Hypertension International Protocol revision 2010. Blood Pressure Monitoring 2014, 19:302-305
Pangao | PG-800B26 | Upper Arm | Unknown Price | International Protocol 2010 | Independent | 2 x 90 reading memory. 4 x AA batteries |  | Chen L, Li J, Wen J, Guo C, Zhang J & Yu Z. Validation of the Pangao PG-800B26 upper arm blood pressure monitor in the general population according to the European Society of Hypertension and the British Hypertension Society protocols. Blood Pressure Monitoring 2018, 23:41-44
Pangao | PG-800B68 | Upper Arm | Unknown Price | International Protocol 2010 | Independent | 90 reading memory, 4 x AA batteries, voice function |  | Yao R, Du YY, Li YP, Zhang YZ, Chen QH, Zhao LS and Li L. Validation of the fully automated Pangao PG-800B68 upper arm device according to the European Society of Hypertension International Protocol revision 2010. Blood Pressure Monitoring 2015, 20:221-224
Philips | DL8760 | Upper Arm | Unknown Price | International Protocol 2010 | Independent |  |  | Chahinea MN,Bou Harb S, Saada AR, Sarkisa P, Azaki A, Aya Harba A, Alloucha A and Asmara R. Validation of the PHILIPS DL8760 upper arm blood pressure monitor, in oscillometry mode, for self-measurement in a general population, according to the European Society of Hypertension International Protocol revision 2010. Blood Pressure Monitoring 2021, 26:237–241
Rossmax/Accumed | AC1000f (Derivative of CF175) | Upper Arm | Unknown Price | International Protocol 2010 | Independent |  | NB Additional features on this device have not been tested for accuracy. It is validated for its BP measurement function only | Zhang L, Kang YY, Zeng WF, Li Y and Wang JG. Validation of the Rossmax CF175 upper-arm blood pressure monitor for home blood pressure monitoring according to the European Society of Hypertension International Protocol revision 2010. Blood Pressure Monitoring 2015, 2: 104-107
Rossmax/Accumed | C5 (Derivative of CF175) | Upper Arm | Unknown Price | International Protocol 2010 | Independent |  | NB Additional features on this device have not been tested for accuracy. It is validated for its BP measurement function only | Zhang L, Kang YY, Zeng WF, Li Y and Wang JG. Validation of the Rossmax CF175 upper-arm blood pressure monitor for home blood pressure monitoring according to the European Society of Hypertension International Protocol revision 2010. Blood Pressure Monitoring 2015, 2: 104-107
Rossmax/Accumed | CF155 (Derivative of CF175) | Upper Arm | Unknown Price | International Protocol 2010 | Independent |  |  | Zhang L, Kang YY, Zeng WF, Li Y and Wang JG. Validation of the Rossmax CF175 upper-arm blood pressure monitor for home blood pressure monitoring according to the European Society of Hypertension International Protocol revision 2010. Blood Pressure Monitoring 2015, 2: 104-107
Rossmax/Accumed | CF175 | Upper Arm | Unknown Price | International Protocol 2010 | Independent | 90 reading memory |  | Zhang L, Kang YY, Zeng WF, Li Y and Wang JG. Validation of the Rossmax CF175 upper-arm blood pressure monitor for home blood pressure monitoring according to the European Society of Hypertension International Protocol revision 2010. Blood Pressure Monitoring 2015, 2: 104-107
Rossmax/Accumed | CH155 (Derivative of CF175) | Upper Arm | Unknown Price | International Protocol 2010 | Independent |  |  | Zhang L, Kang YY, Zeng WF, Li Y and Wang JG. Validation of the Rossmax CF175 upper-arm blood pressure monitor for home blood pressure monitoring according to the European Society of Hypertension International Protocol revision 2010. Blood Pressure Monitoring 2015, 2: 104-107
Rossmax/Accumed | ME/AB/AC/AD/AE/AF/AJ/MJ/MW-701, MA/MR/MV-801, AK/AT/AW/MG/MH/MJ-150, AD761, AU941, AV151, AV351,AC761f, AW151, MA350, MA351, MC100, MR250, MH901, MW821 (All models derivative of ME701) | Upper Arm | Unknown Price | BHS A/A, International Protocol | Independent |  |  | de Greef A & Shennan AH. The Rossmax (ME701 Series) upper arm device: accuracy assessment in a adult population according to the International and the British Hypertension society protocols. Blood pressure Monitoring 2008, 13:43-48
Rossmax/Accumed | X1, X3, X5 (Derivative of CF175) | Upper Arm | Unknown Price | International Protocol 2010 | Independent |  |  | Zhang L, Kang YY, Zeng WF, Li Y and Wang JG. Validation of the Rossmax CF175 upper-arm blood pressure monitor for home blood pressure monitoring according to the European Society of Hypertension International Protocol revision 2010. Blood Pressure Monitoring 2015, 2: 104-107
Rossmax/Accumed | X9 (Derivative of CF175 | Upper Arm | Unknown Price | International Protocol 2010 | Independent |  | NB Additional features on this device have not been tested for accuracy. It is validated for its BP measurement function only | Zhang L, Kang YY, Zeng WF, Li Y and Wang JG. Validation of the Rossmax CF175 upper-arm blood pressure monitor for home blood pressure monitoring according to the European Society of Hypertension International Protocol revision 2010. Blood Pressure Monitoring 2015, 2: 104-107
Rossmax/Accumed | Z1 (Derivative of CF175) | Upper Arm | Unknown Price | International Protocol 2010 | Independent |  |  | Zhang L, Kang YY, Zeng WF, Li Y and Wang JG. Validation of the Rossmax CF175 upper-arm blood pressure monitor for home blood pressure monitoring according to the European Society of Hypertension International Protocol revision 2010. Blood Pressure Monitoring 2015, 2: 104-107
Rossmax/Accumed | Z5 (Derivative of CF175) | Upper Arm | Unknown Price | International Protocol 2010 | Independent |  |  | Zhang L, Kang YY, Zeng WF, Li Y and Wang JG. Validation of the Rossmax CF175 upper-arm blood pressure monitor for home blood pressure monitoring according to the European Society of Hypertension International Protocol revision 2010. Blood Pressure Monitoring 2015, 2: 104-107
Rossmax/Alvita | CG155f (Derivative of CF175) | Upper Arm | Unknown Price | International Protocol 2010 | Independent |  |  | Zhang L, Kang YY, Zeng WF, Li Y and Wang JG. Validation of the Rossmax CF175 upper-arm blood pressure monitor for home blood pressure monitoring according to the European Society of Hypertension International Protocol revision 2010. Blood Pressure Monitoring 2015, 2: 104-107
Rossmax/Alvita | MA801f (Derivative of CF175) | Upper Arm | Unknown Price | International Protocol 2010 | Independent |  |  | Zhang L, Kang YY, Zeng WF, Li Y and Wang JG. Validation of the Rossmax CF175 upper-arm blood pressure monitor for home blood pressure monitoring according to the European Society of Hypertension International Protocol revision 2010. Blood Pressure Monitoring 2015, 2: 104-107
Sabre Nederland BV | BPM610(x) (Derivative of Health & Life HL888HA) | Upper Arm | Unknown Price | BHS A/A | Independent |  | Minor protocol violation; only 2 observers used in the validation study | de Greef A, & Shennan A. The Health & Life device (HL888HA): accuracy assessment in an adult population according to the British Hypertension Society protocol. Blood Pressure Monitoring 2007, 12:107-111
Sabre Nederland BV | BPM701 (Derivative of Health & Life HL888HA) | Upper Arm | Unknown Price | BHS A/A | Independent |  | Minor protocol violation; only 2 observers used in the validation study | de Greef A, & Shennan A. The Health & Life device (HL888HA): accuracy assessment in an adult population according to the British Hypertension Society protocol. Blood Pressure Monitoring 2007, 12:107-111
SCIAN | LD-735 | Wrist | Unknown Price | International Protocol 2010 | Independent | 2 x AAA batteries. 90 Reading memory |  | Kang YY, Chen Q, Li Y and Wang JG. Validation of the SCIAN LD-735 wrist blood pressure monitor for home blood pressure monitoring according to the European Society of Hypertension International Protocol revision 2010. Blood Pressure Monitoring 2016, 21:255-258
Seagull aps | S-868BA (OEM derivative of health & Life HL 868BA | Upper Arm | Unknown Price | International Protocol | Independent |  |  | Chen HE, Cui Y, Sheng CS, Li LH, Li Y & Wang JG. Validation of the Health & Life HL 868BA blood pressure monitor for home blood pressue monitoring according to the European Society of Hypertension Internationa protocol. Blood Pressure Monitoring 2008, 113:305-308
Seagull aps | S-888HA (OEM derivative of Health & Life HL 888HA) | Upper Arm | Unknown Price | International Protocol | Independent |  | Minor protocol violation; only 2 observers used in the validation study | de Greef A, & Shennan A. The Health & Life device (HL888HA): accuracy assessment in an adult populatio according to th British Hypertension Society protocol. Blood Pressure Monitoring 2007, 12:107-111
SEJOY | BP-1307 | Upper Arm | Unknown Price | International Protocol 2010 | Independent | 4 x AA Batteries or mains adapter. 2 x 60 reading memory |  | Lei L, Chen Y, Chen Q, Li Y & Wang JG. Validation of the SEJOY BP-1307 upper-arm blood pressure monitor for home blood pressure monitoring according to the European Society of Hypertension International Protocol Revision 2010. Blood Pressure Monitoring 2017, 22:371-374
Sensacare | SAA-102 | Upper Arm | Unknown Price | BHS A/A, International Protocol | Independent |  |  | Zaetta V, Daniele L, Pertkovic D, Prattico F, Barisa M, Perfetti P, Gabrieli A, Buonocore F & Winnick M. Validation of the SAA-102 home blood pressure monitor according to the protocols of the European Society of Hypertension, the Association for athe Advancement of Medical Instrumentation and the British Society of Hypertension. Blood Pressure Monitoring 2007, 12:363-368
Sensacare | SAW-102 | Wrist | Unknown Price | BHS B/B, International Protocol | Independent |  |  | Zaetta V, Longo D, Perkovic D, Perfetti P, Gabrieli A, Prattico F & Winnicki M. Validation of the SAW-102 wrist home blood pressure monitor according to the protocols of the British Hypertension Society, the Association for teh Advancement of Medical Instrumentation and the European Society of Hypertension. Blood Pressure Monitoring 2009, 14:32-36
Spengler | TB-101, SMS-Pro (Derivative of KP-7500D) | Upper Arm | Unknown Price | International Protocol | Independent |  |  | Belghazi J, El Feghali RN, Moussalem T, Rejdych M & Asmar R. Validation of four automatic devices for self-measurement of blood pressure according to the International Protocol of the European Society of Hypertension. Vascular Health & Risk Management 2007:3(4) 1-12
Suntech | 247 | Vital Signs | Unknown Price | BHS A/A, International Protocol | Independent |  |  | Friz HP, Facchetti R, Primitz L, Beltrame L, Galbiati V, Ricioppo A, Bombelli M & Sega R. Simultaneous validation of the SunTech 247 diagnostic station blood pressure measurement device according to the British Hypertension Society protocol, the International Protocol and the Association for the Advancement of Medical Instrumentation standards. Blood Pressure Monitoring 2009, 14:222-227
Suntech | CT40 | Upper Arm | Unknown Price | BHS A/A, International Protocol | Independent | 99 reading memory |  | Friz HP, Punzi V, Petri F, Orlandi R, Maggionini D, Priz MP, Primitz L & Vighi G. Similtaneous validation of the SunTech CT40 automated blood pressure measurement device by th 1993 British Hypertension Society protocol and the Association for the Advancement of Medical Instrumentaion/International Organization for Standardization 81060-2:2013 standard. Blood Pressure Monitoring 2017, 22:298-301
Thermor | BIOS BD215 | Upper Arm | Unknown Price | International Protocol 2010 | Independent |  |  | Benetti E, Fania C, Marquez Hernandez V, Palatini P. Validation of the Thermor BIOS BD215 device for home blood pressure measurement according to the European Society of Hypertension International Protocol revision 2010. Blood Pressure Monitoring 2014, 19:176-179
Transtek | TMB-1491 | Upper Arm | Unknown Price | International Protocol 2010 | Independent |  | 60 reading memory x 2, four AAA batteries | Tian H, Zeng S, Zhong X, Gong W and Liu W. Validation of Transtek blood pressure monitor TMB-1491 for self-measurement according to the European Society of Hypertension International Protocol revision 2010. Blood Pressure Monitoring 2015, 20:280-282
Transtek | TMB-1776 | Upper Arm | Unknown Price | International Protocol 2010 | Independent |  |  | Liu Z and Chen L. Validation of Transtek TMB-1776 according to European Society of Hypertension International Protocol revision 2010 in adults. Blood Pressure Monitoring 2019, 24:319–322
UEBE | Visomat Handy Wrist | Wrist | Unknown Price | International Protocol | Independent |  |  | Saladini F, Benetti E & Palatini P. Accuracy of the visomat handy wrist blood pressure measuring device according to the International Protocol. Blood Pressure Monitoring 2010, 15:281-284
UEBE | Visomat Comfort | Upper Arm | Unknown Price | International Protocol | Independent |  |  | Bonso E, Dorigatti F, Saladini F & Palatini P. Validation of the Visomat Comfort from device for home blood pressure measurement according to the International Protocol. Blood Pressure Monitoring 201, 15(1):63-66
UEBE | Visomat Comfort Eco | Upper Arm | Unknown Price | International Protocol | Independent |  |  | Perkovic D, Guarnieri C & Palatini P. Validation of the Visomat Comfort Eco blood pressure measuring device according to the International Protocol. Blood Pressure Monitoring 2009, 14:178-180
Visocor | HM40 | Wrist | Unknown Price | International Protocol | Independent |  |  | Dorigatti F, Bonso E, Saldini F & Palatini P. Validation of the Visocor HM 40 wrist blood pressure measuring device according to the International Protocol. Blood Pressure Monitoring 2009, 14:32-36
Withings | BPM Connect PRO (WPM06)(Derivative of BPM Connect WPM05) | Upper Arm | Unknown Price | International Protocol | Independent |  |  | Jirar Topouchian, Parounak Zelveian, Zoya Hakobyan, Heghine Gharibyan, Roland Asmar Accuracy of the Withings BPM Connect Device for Self-Blood Pressure Measurements in General Population – Validation According to the Association for the Advancement of Medical Instrumentation/European Society of Hypertension/International Organization for Standardization Universal Standard Vascular Health and Risk Management 2022:18 191–200 Zelveian P, Topouchian J, Hakobyan Z, Asmar J, Gharibyan H, Asmar R Clinical Accuracy of the Withings BPM Connect for Self-Blood Pressure Measurements in Pregnancy and PreEclampsia: Validation According to the Association for the Advancement of Medical Instrumentation/European Society of Hypertension/International Organization for Standardization Universal Standard Vascular Health and Risk Management, 2022, 18, 181–189
YuWell | YE690A | Upper Arm | Unknown Price | International Protocol | Independent | 2 x 74 reading memory. Large cuff up to 45cm |  | Chen Q, Lei L, Li Y & Wang JG. Validation of the YuWell YE690A upper-arm blood pressure monitor for clinical use and self-measurement according to the European Society of Hypertension International Protocol Revision 2010. Blood Pressure Monitoring 2017, 22:295-297
Transtek | TMB-2285-BT | Wrist | Unknown Price | International Protocol ISO 81060-2:2018 + Amd.1:2020 | Independent |  |  | Zijian Xie 1, Bin Peng 1, Jia Hu 1, Xinda Wang 1, Xiaoqin Du 1, Chaoya Li 1, Jiahui Liang 2 Validation of TMB-2285-BT wrist blood pressure monitor in general population according to the ISO 81060-2:2018 + Amd.1:2020 Protocol
Transtek | TMB-2296-BT | Upper Arm | Unknown Price | International Protocol ISO 81060-2:2018 + Amd.1:2020 | Independent |  |  | Zijian Xie 1, Li Zhu 1, Xiao Zheng 1, Chaoya Li 1, Jia Hu 1, Xinda Wang 1, Hua Deng 1, Xiaoqin Du 1, Jiahui Liang 2, Bin Peng 1 Validation of the TMB-2296-BT blood pressure monitor in adults according to the ISO 81060-2:2018 + Amd.1:2020

## Specialist Use
Manufacturer | Model | Type | Price | Protocol | Validation Study | Features | Notes | Reference
Under £100
Microlife | WatchBP Home | Pregnancy | Under £100 | BHS A/A | Independent | L-XL cuff available. 4 x AA batteries mains adaptor available | AF detection in this device does not mean that this device is validated for use in patients with AF | Chung Y, de Greeff A & Shennan A. Valdiation and compliance of a home monitoring device in pregnancy: Microlife Watch BP Home. Hypertension in Pregnancy, 28, 3:348-359.
Over £100
A C Cossor & Son | Greenlight 300 | Clinic | Over £100 | International Protocol | Independent | 4 x AA batteries | Manual Device | Graves JW, Tibor M, Blaithnead M, Klein L & Sheps SG. The Accoson Greenlight 300, the first non-automated mercury-free blood pressure measurement device to pass the International Protocol for blood pressure measuring devices in adults. Blood Pressure Monitoring 2004, 9(1):13-17
A&D | TM-2430 | ABPM | Over £100 | BHS A/A | Independent | Software included. Data output facility to PC or printer. 3 x AA NiMH rechargeable (included) or AA Alkaline |  | Palatini P, Frigo G, Bertolo O et al. Validation of the A&D TM-2430 device for ambulatory blood pressure monitoring and evaluation of performance according to sujects’ characteristics. Blood Pressure Monitoring 1998: 3:255-260
A&D | TM2440 (Derivative of TM2441) | ABPM | Over £100 | ISO 81060-2:2013 | Independent | ABPM device |  | Kazuomi Kario, Satoshi Hoshide, Kimiyo Saito, Keiko Sato, Haruna Hamasaki, Hiromi Suwa and Naoko Tomitani Validation of the TM-2441 ambulatory blood pressure measurement device according to the ISO 81060-2:2013 standard Blood Pressure Monitoring 2019, 24:38–41
A&D | TM2441 | ABPM | Over £100 | ISO 81060-2:2013 | Independent | ABPM device |  | Kazuomi Kario, Satoshi Hoshide, Kimiyo Saito, Keiko Sato, Haruna Hamasaki, Hiromi Suwa and Naoko Tomitani Validation of the TM-2441 ambulatory blood pressure measurement device according to the ISO 81060-2:2013 standard Blood Pressure Monitoring 2019, 24:38–41
A&D | TM-2655 | Waiting Room | Over £100 | BHS A/A | Independent | Mains Powered | Validated for self-assessment in pharmacies etc | Kobalava ZD, Ktoovskaya YV, Babaeva LA & Moiseev VS. Validation of TM-2655 oscillometric device for blood pressure measurement. Blood Pressure Monitoring 2006, 11 (2):87-90
Dinamap | Procare 100 | Clinic | Over £100 | International Protocol | Independent | 6VDC rechargeable battery |  | Reinders A, Reggiori F & Shennan A. Validation of the Dinamap ProCare blood pressure device according to the International Protocol in an adult population. Blood Pressure Monitoring 2006, (11) 5: 293-296
Dinamap | Procare 200 (Derivative of Dinamap 100) | Clinic | Over £100 | International Protocol | Independent | Reads BP & temp. 6VDC rechargeable batter |  | Reinders A, Reggiori F & Shennan A. Validation of the Dinamap ProCare blood pressure device according to the International Protocol in an adult population. Blood Pressure Monitoring 2006, (11) 5: 293-296
Dinamap | Procare 230 (Derivative of Procare 100) | Clinic | Over £100 | International Protocol | Independent |  |  | Reinders A, Reggiori F & Shennan A. Validation of the Dinamap ProCare blood pressure device according to the International Protocol in an adult population. Blood Pressure Monitoring 2006, (11) 5: 293-296
Dinamap | Procare 420 (Derivative of Procare 100) | Clinic | Over £100 | International Protocol | Independent |  |  | Reinders A, Reggiori F & Shennan A. Validation of the Dinamap ProCare blood pressure device according to the International Protocol in an adult population. Blood Pressure Monitoring 2006, (11) 5: 293-296
GE | Carescape V100 (Derivative of Procare 100) | Clinic | Over £100 | International Protocol | Independent | 6VDC rechargeable battery |  | Reinders A, Reggiori F & Shennan A. Validation of the Dinamap ProCare blood pressure device according to the International Protocol in an adult population. Blood Pressure Monitoring 2006, (11) 5: 293-296
HeathSTATS International | Bpro | ABPM | Over £100 | International Protocol | Independent | 3C CR 2032 3V coin battery | Wrist device | Nair D, Tan S-Y, Gan H-W, Lim S-F, Tan J, Zhu M, Gao H, Chua N-H, Peh W-I & Mak K-H. Research letter: The use of ambulatory tonometric radial arterial wave capture to measure ambulatory blood pressure: the validation of a novel wrist-bound device in adults. Journal of human Hypertension 2008, 22:220-222
Healthworks | SCLV-2007 Cardio-Vascular Lab (Derivative of Spengler KP-7500D) | Clinic | Over £100 | International Protocol | Independent | USB driven | ABI, stroke volume & cardiac output | Barna I, Keazei A & Dunai A. Evaluation of Meditech ABPM-04 ambulatory blood pressure measuring device according to the British Hypertension Society protocol. Blood Pressure Monitoring 1998, 3:363-368
IEM | Mobil-O-Graph NG 24/48h ABPM | ABPM | Over £100 | BHS A/A, International Protocol | Independent | Software included. 2 x AA rechargeable charger included |  | Franssen PML & Imholz BPM. Evaluation of the Mobil-O-Graph new generation ABPM device using the ESH criteria. Blood Pressure Monitoring 2010, 15: 229-231. Weiss W, Tolle M, Zidek W & van der Giet M. Validation of the Mobil-O-Graph: 24h-blood pressure measurement device. Blood Pressure Monitoring, 15:225-228
Meditech | ABPM-04 | ABPM | Over £100 | BHS B/B | Independent | 4 x AA Alkaline or rechargeable |  | Barna I, Keazei A & Dunai A. Evaluation of Meditech ABPM-04 ambulatory blood pressure measuring device according to the British Hypertension Society protocol. Blood Pressure Monitoring 1998, 3:363-368
Meditech | ABPM-05 (Derivative of ABPM-04) | ABPM | Over £100 | BHS B/B | Independent |  |  | Barna I, Keazei A & Dunai A. Evaluation of Meditech ABPM-04 ambulatory blood pressure measuring device according to the British Hypertension Society protocol. Blood Pressure Monitoring 1998, 3:363-368
Meditech | ABPM-06 | ABPM | Over £100 | BHS A/A | Independent |  | Validated and approved against the BHS protocol only. Protocol violations noted for ESH-IP2 and IOS | Hermányi Z, Pokoly B, Visolyi G, Barna I. Evaluation of Meditech ABPM-06 ambulatory blood pressure measuring device, according to the European Society of Hypertension, the British Hypertension Society and the International Organization for Standardization protocol. Blood Press Monit. 2019; 24:208–211
Microlife | WatchBP 03 | ABPM | Over £100 | International Protocol | Independent | PC link. 4 x AAA Alkaline Batteries | AF detection in this device does not mean that this device is validated for use in patients with AF | Ragazzo F, Saladini F & Palatini P. Validation of the Microlife WatchBP 03 device for clinic, home and ambulatory blood pressure measurement, according to the International Protocol. Blood Pressure Monitoring 2010, 15(1):59-62
Mindray | Accutor V (Derivative of Mindray Accutor Plus) | Clinic | Over £100 | BHS A/A | Independent | Child, Standard Adult & Large Adult Cuffs: 12v rechargeable SLA or 10.8v rechargeable lithiam iron battery |  | Anwar YA, Tendler BE, McCabe EJ et al. Evaluation of the Datascope Accutorr Plus according to the Association for Advancement of Mdical Instrumentation. Blood Pressure Monitoring. 1997, 2:105-110
Mindray | Accutor V (Derivative of Mindray Accutor Plus) | Children | Over £100 | International Protocol | Independent | Child, Standard Adult & Large Adult Cuffs: 12v rechargeable SLA or 10.8v rechargeable lithiam iron battery | Tested in normotensive children only. No evidence of accuracy in hypertensive children. | Wong SN, Sung RYT & Leung LCK. Validation of three oscillometric blood pressure devices against auscultatory Mercury sphygmomanometers in children. Blood Pressure Monitoring 2006, 11:281-291
Mindray | Accutor Plus | Clinic | Over £100 | BHS A/A | Independent | Child, Standard Adult & Large Adult Cuffs: 12v rechargeable SLA or 10.8v rechargeable lithiam iron battery |  | Anwar YA, Tendler BE, McCabe EJ et al. Evaluation of the Datascope Accutorr Plus according to the Association for Advancement of Mdical Instrumentation. Blood Pressure Monitoring. 1997, 2:105-110
Mindray | Accutor Plus | Children | Over £100 | International Protocol | Independent | Child, Standard Adult & Large Adult Cuffs: 12v rechargeable SLA or 10.8v rechargeable lithiam iron battery | Tested in normotensive children only. No evidence of accuracy in hypertensive children. | Wong SN, Sung RYT & Leung LCK. Validation of three oscillometric blood pressure devices against auscultatory Mercury sphygmomanometers in children. Blood Pressure Monitoring 2006, 11:281-291
Mortara (formerly Tibia Medical) | Ambulo 2400 | ABPM | Over £100 | BHS A/A | Independent | 2 x AA Alkaline or NiMH batteries |  | Alpert BS. Validation of the Tiba Medical Ambulo 2400 ambulatory blood pressure monitor to the ISO and British protocol. Blood Pressure Monitoring 2010, 15:275-277
Nissei | DM-3000 | Clinic | Over £100 | International Protocol | Independent | Auscultatory & Oscillometric function. Rechargeable battery pack. AC mains adaptor included | Validated for use in automatic oscillometric mode and in blinded auscultatory mode at default deflation rate of 2.5mmHg/sec | Tasker F, de Greef A & Shennan A. Development and validation of a blinded hyprid device according to the European Hypertension Society Protocol: Nissei DM-3000. Journal of Human Hypertension (2010), doi: 10.1038/jhh.2009.113
Novacor | Diasys 3 | ABPM | Over £100 | AAMI/ANSI/ISO 81060-2:2013 | Independent |  |  | Atkins N, Fania C and Palatini P. Validation of the blood pressure measurement technolog used in the Novacor Diasys 3 (DIS 0001-00) upper arm device for ambulatory blood pressure measurement, according to the requirements of the AAMI/ANSI/ISO 81060-2:2013 standard (for both a general study and a cardiac-stress study in adults) and of the European Society of Hypertension International Protocol revision 2010. Blood Pressure Monitoring 2021, 26:70–77
Novacor | Diasys 3 Plus | ABPM | Over £100 | international protocol 2010 | Independent | ABPM device | Approved according to the International Protocol (2010) | Atkins N, Fania C and Palatini P. Validation of the blood pressure measurement technology used in the Novacor Diasys 3 Plu (DIP-0001-00) upperarm device for ambulatory blood pressure measurement, according to AAMI/ANSI/ISO 81060-2:2013, ESH-IP 2010 and MEDDEV 2.7/1. Blood Pressure Monitoring 2020, 25:359–367
Omron | M7 (HEM-780-E) | Obese Adults | Over £100 | International Protocol | Independent | One-size cuff 22-42cm, 4 x AA batteries, AC mains adapter available | Also validated for use in pregnancy - See separate note | El Feghali RN, Topouchian JA, Pannier BM, El Assaad HA & Asmar RG. Validation of the Omron M7 (HEM0780-E) blood pressure measuring devbice in a population requiring large cuff use according to the International Protocol of the European Society of Hypertension. Blood Pressure Monitoring 2007, 12: 173-178.
Omron | M7 (HEM-780-E) | Pregnancy & Pre-eclampsia | Over £100 | International Protocol | Independent | One-size cuff 22-42cm, 4 x AA batteries, AC mains adapter available | Also validated for use in obese adults - See separate note | de Greef A, Beg Z, Gangji Z, Dorney E & Shennan A. Accuracy of inflationary versus deflationary oscillometry in pregnancy and pre-eclampsia; Omron MIT versus Omron M7 Blood Pressure Monitoring 2009, 14:37-40
Schiller | BR-102 Plus | ABPM | Over £100 | International Protocol | Independent | 2 x rechageable AA batteries |  | Denchev SV, Simova II & Matveev MG. Evaluation of the Schiller BR-102 Plus non-invasive ambulatory blood pressure monitor according to the International Protocol introduced by the Working Group on Blood Pressure Monitoring of the European Society of Hypertension. Blood Pressure Monitoring 2007, 12:329-333
Sorin | Agilis | ABPM | Over £100 | International Protocol | Independent | Software included. 2 x AA Alkaline or NiMH rechargeable |  | Mallion JJM, Pierre H, Neuder Y, Ormezzano O & Baguet JP. Validation of the Agilis ambulatory blood pressure monitor according to the European Society of Hypertension Intewrnational Protocol for validation of blood pressure measuring devices in adults. Blood Pressure Monitoring 2005, 10(2):97-101
Spacelabs | SL90207 | ABPM | Over £100 | BHS B/B | Independent | Software and download cable included. 4 x AA batteries |  | O’Brien E, Mee F, Atkins N & O’Malley K. Accuracy of the SpaceLabs 90207 determined by the British Hypertension Society Protocol. J Hypertens 1991, 9 (suppl 5): S25-S31
Spacelabs | SL 90217 | ABPM | Over £100 | BHS A/A | Independent | Sofware & download cable included. Ultralight. 3 x AA batteries |  | Baumgart P & Kamp J. Accuracy of the SpaceLabs Medical 90217 ambulatory blood pressure monitor. Blood Pressure Monitoring 1998, 3:303-307
Unimedic | Tensioday | ABPM | Over £100 | BHS A/A | Independent | 4 x AA batteries
Uscom | BP+ (Derivative of Tonoport VI) | Clinic | Over £100 | international protocol 2010 | Independent | AC power supply & 3 cuffs included (Small Adult, Adult & Large Adult Cuffs), Graphic display with waveforms | In the absence of a recognised protocol for testing central pressure accuracy, this device is validated for brachial measurement only | Abou-Dakn M, Dohmen C and Wenzel S. Validation of the Tonoport VI ambulatory blood pressure monitor in adults according to the European Society of Hypertension International Protocol revision 2010. Journal of Human Hypertension (2016), 1-4
Welch Allyn | ABPM 6100 (Derivative of Suntech Oscar 2) | ABPM | Over £100 | BHS A/A | Independent | 2 x AA batteries |  | Goodwin J, Bilous M, Winship S, Fin P & Jones SC. Validation of the Oscar 2 oscillometric 24-h ambulatory blood pressure monitor according to the British Hypertension Society protocol. Blood Pressure Monitoring 2007, 12:113-117
Withings | BPM Connect (WPM05) | Pregnancy & Pre-eclampsia | Over £100 | International Protocol | Independent |  |  | Zelveian P, Topouchian J, Hakobyan Z, Asmar J, Gharibyan H, Asmar R Clinical Accuracy of the Withings BPM Connect for Self-Blood Pressure Measurements in Pregnancy and Pre-Eclampsia: Validation According to the Association for the Advancement of Medical Instrumentation/European Society of Hypertension/International Organization for Standardization Universal Standard Vascular Health and Risk Management, 2022, 18, 181–189
Unknown Price
A&D | TM-2656 | Waiting Room | Unknown Price | BHS A/A | Independent |  | Static, automatic arm cuffing system suitable for use in clinical settings for patients to self-measure BP. | Wei-Fang Z, Ming L, Yuan-Yuan K, Yan L and Ji-Guang W. Validation of the fully automated A&D TM-2656 blood pressure monitor according to the British Hypertension Society Protocol. Blood Pressure Monitoring 2013, 18:223-226
Andon Health Co. Ltd. | KD-391 | Clinic | Unknown Price | International Protocol | Independent |  |  | Wan y, Pan F, Liu Y, Liang Y, Yang Y, Zhao H & Xu Y. Validation of the Andon KD-391 semi-automated blood pressure monitor in adults according to the International Protocol. Blood Pressure Monitoring 2009, 14:181-184
Andon Health Co. Ltd. | KD - 551 (Derivative of KD5917) | Upper Arm | Unknown Price | international protocol 2010 | Independent |  |  | Wan-Gang Guo, Bing-Ling Li, Yong He, Yu-Sheng Xue, Hai-Yan Wang, Qiang-Sun Zheng and Ding-Cheng Xiang Validation of the Andon KD-5917 automatic upper arm blood pressure monitor, for clinic use and self-measurement, according to the European Society of Hypertension International Protocol revision 2010 Blood Pressure Monitoring, 2014, 19:242–245
Andon Health Co. Ltd. | KD - 5810 (Derivative of KD- 5917) | Upper Arm | Unknown Price | international protocol 2010 | Independent |  |  | Wan-Gang Guo, Bing-Ling Li, Yong He, Yu-Sheng Xue, Hai-Yan Wang, Qiang-Sun Zheng and Ding-Cheng Xiang Validation of the Andon KD-5917 automatic upper arm blood pressure monitor, for clinic use and self-measurement, according to the European Society of Hypertension International Protocol revision 2010 Blood Pressure Monitoring, 2014, 19:242–245
Andon Health Co. Ltd. | KD - 5811 (Derivative of KD- 5917) | Upper Arm | Unknown Price | international protocol 2010 | Independent |  |  | Wan-Gang Guo, Bing-Ling Li, Yong He, Yu-Sheng Xue, Hai-Yan Wang, Qiang-Sun Zheng and Ding-Cheng Xiang Validation of the Andon KD-5917 automatic upper arm blood pressure monitor, for clinic use and self-measurement, according to the European Society of Hypertension International Protocol revision 2010 Blood Pressure Monitoring, 2014, 19:242–245
Artsana | CS 410 | Clinic | Unknown Price | International Protocol | Independent |  |  | Pini C, Natalizi A, Gerosa PF, Frigerio M, Omboni S & Parati G. Validation of the Artsana CS 410 automated blood pressure monitor in adults according to the International Protocol of the European Society of Hypertension. Blood Pressure Monitoring 2008, 13:177-182
Artsana | CS 610 | Clinic | Unknown Price | international Protocol | Independent |  |  | Pini C, Pastori M, Bacceschi J, Omboni S & Parati G. Validation of the Artsana CS610 automated blood pressure monitor in adults according to the International Protocol of the European Society of Hypertension. Blood Pressure Monitoring 2007, 12:179-184
BTL | BTL-08 ABPM II (OEM derivative of Meditech ABPM-05) | ABPM | Unknown Price | BHS B/B | Independent |  |  | Barna I, Keazei A & Dunai A. Evaluation of Meditech ABPM-04 ambulatory blood pressure measuring device according to the British Hypertension Society protocol. Blood Pressure Monitoring 1998, 3:363-368
BTL Medical Development a.s. | BTL ABPM NG Pro | Upper Arm | Unknown Price | AAMI/ESH/ISO Universal Standard, (ISO 81060-2:2018), Universal Standard Amendment 1 (ISO 81060- 2:2018/Amd1:2020) and Universal Standard Amendment 2 (ISO 81060-2:2018/Amd2:2024) | Independent | Lithium-ion Rechargeable Battery, 6 measurements per battery charge, over 600 measurements, app connectivity |  | David, Jan; Budinska, Xenie; Peskova, Sarka; Adamkova, Radka - Validation of the BTL ambulatory blood pressure monitoring NG ambulatory blood pressure monitoring device according to the Universal Standard International Organization for Standardization 81060-2:2018
EDAN | SA - 10 | Clinic | Unknown Price | international Protocol | Independent |  | Please note that this machine only passed the static part of ISO, not for ABPM | Validation of the EDAN SA-10 ambulatory blood pressure monitor in general population according to the Association for the Advancement of Medical Instrumentation/European Society of Hypertension/International Organization for Standardization Universal Standard Bing Wang, Kui Liu, Linyi Li, Shimin Yin, and Jie Ren Blood Pressure Monitoring: August 2022 - Volume 27 - Issue 4 - p 276-279 doi: 10.1097/MBP.0000000000000600
EnvitecC-Wismar | PhysioQuant | ABPM | Unknown Price | International Protocol | Independent |  | Minor protocol violation; only 2 observers used in the validation study | Langewitz W & Tanner S. Validation of the PhysioQuant blood pressure measuring monitor in adults. Blood Pressure Monitoring 2009, 14(5): 220-221
Ergoline | Ergoscan (Derivative of EnvitecWismar PhysioQuant) | ABPM | Unknown Price | International Protocol | Independent |  | Minor protocol violation; only 2 observers used in the validation study | Langewitz W & Tanner S. Validation of the PhysioQuant blood pressure measuring monitor in adults. Blood Pressure Monitoring 2009, 14(5): 220-221
ERKA Kallmeyer Medizintechnik | Erkameter 125 PRO | Clinic | Unknown Price | international protocol 2010 | Independent |  |  | B Beime, C Deutsch, R Kruger, E Zimmermann and P Bramlage. Validation of the blood pressure measurement device Erkameter 125 PRO according to the European Society of Hypertension International Protocol revision 2010. Blood Pressure Monitoring 2016, 21:356-360
ET Medical Devices | Cardioline Walk200B (OEM derivative of IEM Mobil-O-Graph) | ABPM | Unknown Price | BHS A/A, International Protocol | Independent |  |  | Franssen PML & Imholz BPM. Evaluation of the Mobil-O-Graph new generation ABPM device using the ESH criteria. Blood Pressure Monitoring 2010, 15: 229-231. Weiss W, Tolle M, Zidek W & van der Giet M. Validation of the Mobil-O-Graph: 24h-blood pressure measurement device. Blood Pressure Monitoring, 15:225-228
GE Healthcare | Tonoport V | ABPM | Unknown Price | International Protocol | Independent | 2 x AA batteries |  | Haensel A, Utech K & Langewitz W. Validation of Tonoport V blood pressure measuring monitor in adults. Journal of Human Hypertension 2005, 0:1-6
Heine Gamma | G7 (G5) | Aneroid | Unknown Price | International Protocol | Independent |  |  | Dorigatti F, Bonso E, Zanier A & Palatini P. Validation of Heine Gamma G7 (G5) and XXL-LFR aneroid devices for blood pressure measurement. Blood Pressure Monitoring 2007, 12:29-33
Heine Gamma | XXL-LF | Aneroid | Unknown Price | International Protocol | Independent |  |  | Dorigatti F, Bonso E, Zanier A & Palatini P. Validation of Heine Gamma G7 (G5) and XXL-LFR aneroid devices for blood pressure measurement. Blood Pressure Monitoring 2007, 12:29-33
Hingmed | WBP-02A | ABPM | Unknown Price | international protocol 2010 | Independent |  |  | Validation of the Hingmed WBP-02A device for ambulatoryblood pressure monitoring according to the European Society of Hypertension International Protocol revision 2010. Claudio Fania, Leonardo Vezzù, Ilaria Lazzaretto and Paolo Palatini. Blood Pressure Monitoring 2019, 24:151–154
Hingmed | DBP-01P | Clinic | Unknown Price | international protocol | Independent |  | Secondary Care (Outpatients) | Claudio Fania, Antonella Giletto, Valentina Zanello, Paolo Palatini - Validation of the Hingmed DBP-01P clinical automatic blood pressure monitor provided with widerange cuff, evaluated in a general population according to the ISO 81060-2:2018 protocol - Blood Pressure Monitoring April 2023 - Volume 28 - Issue 2
HoMedics | WGNBPA-540 | Clinic | Unknown Price | BHS A/A | Independent |  |  | Yarrows S. Accuracy of the HoMedics Walgreens Deluxe Arm Blood pressure device (WGNBPA-540) compared with auscultatiion in 85 individuals. Blood Pressure Monitoring 2001, 16:200-202
InBody | BPBIO250 | Clinic | Unknown Price | International Protocol | Independent |  |  | Kollias A, Gravvani A, Anagnostopoulos I, Kyriakoulis K, Bountzona I, Menti A and Stergiou G. Validation of the InBody BPBIO250 oscillometric blood pressure monitor for professional office use in general population according to the Associatio for the Advancement of Medical Instrumentation/European Society of Hypertension/International Organization for Standardization Universal Standard. Blood Pressure Monitoring 2020, 25:115–117
InBody | BPBIO320 | Waiting Room | Unknown Price | International Protocol | Independent |  | Kiosk device for public use | Kollias A, Stamolliu E, Kyriakoulis KG, Papadatos SS, Stergiou, GS. Validation of the single-cuff oscillometric blood pressure monitor InBody BPBIO320 for public use according to the 2010 European Society of Hypertension International Protocol. Blood Pressure Monitoring 2019, 24:30-32
InBody | BPBIO750 (Derivative of BPBIO320) | Waiting Room | Unknown Price | international protocol 2010 | Independent |  | Kiosk device for public use | Kollias A, Stamolliu E, Kyriakoulis KG, Papadatos SS, Stergiou, GS. Validation of the single-cuff oscillometric blood pressure monitor InBody BPBIO320 for public use according to the 2010 European Society of Hypertension International Protocol. Blood Pressure Monitoring 2019, 24:30-32
Keeler | Big Ben Square, Round , Windsor, Palm, Classic (All derivative of Riester Big Ben Square) | Aneroid | Unknown Price | International Protocol | BHS |  |  | Tested and approved by the BIHS Validation Service
Medaval | QMon-20 | Clinic | Unknown Price | ANSI/ESH/ISO 81060–2:2018 | Independent |  |  | Sergio Rico-Martín, Marisol Sánchez-Bacaicoa, Julián F. Calderón-García, Pedro J. Labrador-Gómez, Jorge M. De Nicolás Jiménez, Juan Villa-Rincón, Nicolás R. Robles, Carlos Guijarro, Chiara Iammarino, Enrique Rodilla-Salas and Juan F. Sánchez Muñoz-Torrero Validation of the QMon-20 oscillometric blood pressure monitor for professional office use in the general population according to the ANSI/ESH/ISO 81060–2:2018 protocol Blood Pressure Monitoring 2021, 26:393–395
Medset Medizintechnik | Scanlight III (OEM derivative of IEM Mobil-O-Graph) | ABPM | Unknown Price | BHS A/A, International Protocol | Independent |  |  | Franssen PML & Imholz BPM. Evaluation of the Mobil-O-Graph new generation ABPM device using the ESH criteria. Blood Pressure Monitoring 2010, 15: 229-231. Weiss W, Tolle M, Zidek W & van der Giet M. Validation of the Mobil-O-Graph: 24h-blood pressure measurement device. Blood Pressure Monitoring, 15:225-228
Microlife | A3PC | Clinic | Unknown Price | ANSI/AAMI/ISO 81060-2:2013 | Independent |  | approved for use in diabetes, but with medium large cuff only | Validation of the Microlife BP A3 PC upper arm blood pressure monitor in patients with diabetes mellitus according to the ANSI/AAMI/ISO 81060-2:2013 protocol Beate Beimea; Ralf Krügera; Gertrud Hammelb; Peter Bramlagea; Cornelia Deutscha Blood Press Monitoring: February 2018; 23(1):52-57. doi: 10.1097/MBP.0000000000000302
Microlife | B3AFIB | Upper Arm | Unknown Price | ANSI/AAMI/ISO 81060-2:2013 | Independent |  |  | Beime, Beate; Bramlage, Carsten; Krüger, Ralf; Deutsch, Cornelia; van Mark, Gesine; Bramlage, Peter; Botta, Beate Validation of the Microlife BP B3 AFIB upper arm blood pressure monitor in adults and adolescents according to the ANSI/AAMI/ISO 81060-2:2019 protocol Blood Pressure Monitoring: August 2021 - Volume 26 - Issue 4 - p 299-304 doi: 10.1097/MBP.0000000000000530
Microlife | WatchBP Office | Clinic | Unknown Price | International Protocol | Independent | Bluetooth, 3 function modes allowing simultaneous measurement in both arms. |  | Stergiou GS, Tzamournanis D, Protogerou A, Nasothimiou E & Kapralos C. Validation of the Microlife WatchBP Office professional device for office blood pressure measurement according to the International Protocol. Blood Pressure Monitoring 2008, 13:299-303.
Microlife | WatchBP Office ABI | Clinic | Unknown Price | International Protocol | Independent |  | Validated for upper arm use only. NB AF detection does not mean that this device has been validated for use in patients with AF | Saladini F, Benetti E, Masiero S & Palatini P. Accuracy of Microlife WatchBP Office ABI monitor assessed according to the 200 European Society of Hypertension protocol and the British Hypertension Society protocol. Blood Pressure Monitoring 2011, 16:258-261
Microlife | WatchBP Office ABI | Obese Adults | Unknown Price | BHS A/A | Independent |  | Validated for upper arm use only. NB AF detection does not mean that this device has been validated for use in patients with AF | Masiero S, Saladini F, Benetti E & Palatini P. Accuracy of the Microlife large-extra large sized cuff (32-52cm) coupled to an automatic oscillometric device. Blood Pressure Monitoring 2011, 16:99-102
Microlife | 3AS1-2 | Pregnancy | Unknown Price | BHS B/A, BHS A/A, International Protocol | Independent | Semi-automatic. 2 x AAA batteries | Validated for use in pregnancy only. An insufficient population of pre-eclamptic patients was used in the validation study to inform recommendation. Minor protocol violation; only 2 observers used in the validation study. Validated in pregnant population with low blood pressure in a low resource settings in low and middle income countries | de Greef A, Nathan , Stafford N, Liu B & Shennan A. Development of an acccurate oscillometric blood pressure device for low resource settings. Blood Pressure Monitoring 2008, 13:342-348. Nathan HL, de Greeff A, Hezelgrave NL, Chappell LC and Shennan AH. An accurate semiautomated oscillometric blood pressure device for use in pregnancy (including pre-eclampsia) in a low-income and middle-income country populaton: the Microlife 3AS1-2. Blood Pressure Monitoring 2015, 20:52-55. Nathan, L, de Greeff A, Hezelgrave NL, Chappell LC and Shennan A. Accuracy of the Microlife 3AS1-2 blood pressure device in a pregnant population with low blood pressure. Blood Pressure Monitoring 1025, 20:299-302
Mindray | BeneView T5 | Vital Signs Monitor | Unknown Price | International Protocol | BIHS |  | Validated for BP measurement only | Tested and approved by the BHS Validation Service
Mindray | BeneVision N12 (Derivative of BeneView T5) | Vital Signs Monitor | Uknown Price | International Protocol | BIHS |  | Validated for BP measurement only | Tested and approved by the BHS Validation Service
Mindray | iMEC12 (Derivative of Mindray BeneView T5) | Vital Signs Monitor | Unknown Price | International Protocol | BIHS |  | Validated for BP measurement only | Tested and approved by the BHS Validation Service
Mindray | iPM 12 (Derivative of Mindray BeneView T5) | vital Signs Monitor | Unknown Price | International Protocol | BIHS |  | Validated for BP measurement only | Tested and approved by the BHS Validation Service
Riester | Big Ben Square | Aneroid | Unknown Price | International Protocol | BIHS |  |  | Tested and approved by the BHS Validation Service
Riester | Big Ben Round (Derivative of Big Ben Square) | Aneroid | Unknown Price | International Protocol | BIHS |  |  | Tested and approved by the BHS Validation Service
Riester | E-mega (Derivative of Big Ben Square) | Aneroid | Unknown Price | International Protocol | BIHS |  |  | Tested and approved by the BHS Validation Service
Riester | exacta (Derivative of Big Ben Square) | Aneroid | Unknown Price | International Protocol | BIHS |  |  | Tested and approved by the BHS Validation Service
Riester | Minimus II (Derivative of Big Ben Square) | Aneroid | Unknown Price | International Protocol | BIHS |  |  | Tested and approved by the BHS Validation Service
Riester | Minimus III (Derivative of Big Ben Square) | Aneroid | Unknown Price | International Protocol | BIHS |  |  | Tested and approved by the BHS Validation Service
Riester | Precisa N Shock-proof (Derivative of Big Ben Square) | Aneroid | Unknown Price | International Protocol | BIHS |  |  | Tested and approved by the BHS Validation Service
Riester | precisa N (Derivative of Big Ben Square) | Aneroid | Unknown Price | International Protocol | BIHS |  |  | Tested and approved by the BHS Validation Service
Riester | R1 shock-proof (Derivative of Big Ben Square) | Aneroid | Unknown Price | International Protocol | BHS |  |  | Tested and approved by the BHS Validation Service
Reister | RBP-100 (Derivative of Microlife WatchBP Office ABI) | Clinic | Unknown Price | International Protocol | Independent |  | Validated for upper arm use only. NB AF detection does not mean that this device has been validated for use in patients wit AF | Saladini F, Benetti E, Masiero S & Palatini P. Accuracy of Microlife WatchBP Office ABI monitor assessed according to the 200 European Society of Hypertension protocol and the British Hypertension Society protocol. Blood Pressure Monitoring 2011, 16:258-261
Riester | ri-cardio (Derivative of SunTech Medical Oscar 2) | ABPM | Unknown Price | BHS A/A, International Protocol | Independent |  |  | Goodwin J, Bilous M, Winship S, Finn P & Jones SC. Validation of the Oscar 2 oscillometric 24-h ambulatory blood pressure monitor according to the British Hypertension Society protocol. Blood pressure Monitoring 2007, 12:113-117. Jones SC, Bilous M, Winship S, Finn P & Goodwin J. Validation of the Oscar 2 oscillometric 24-hour ambulatory blood pressur monitor according to the International Protocol for the validation of blood pressure measuring devices. Blood Pressure Monitoring 2004,9(4) :219-223
Riester | ri-medic (Derivative of SunTech 247) | Vital Signs Monitor | Unknown Price | BHS A/A, International Protocol | Independent |  |  | Friz HP, Facchetti R Primitz L, Beltrame L, Glbiati V, Bicioppo A, Bombelli M & Sega R. Simultaneous validation of the SunTech 247 diagnostic station blood pressure measurement device according to the British Hypetension Society protocol, the International Protocol and the Association of Medical Instrumentation standards. Blood Pressure Monitoring 2009, 14:222-227
Riester | ri-san (Derivative of Big Ben Square) | Aneroid | Unknown Price | International Protocol | BHS |  |  | Tested and approved by the BHS Validation Service
PAR Medizintechnik | Physio Port (Derivative of Tonoport VI) | ABPM | Unknown Price | International Protocol 2010 | Independent |  |  | Abou-Dakn M, Dohmen C and Wenzel S. Validation of the Tonoport VI ambulatory blood pressure monitor in adults according to the European Society of Hypertension International Protocol revision 2010. Journal of Human Hypertension (2016), 1-4
PAR Medizintechnik | Tonoport VI | ABPM | Unknown Price | International Protocol 2010 | Independent |  |  | Abou-Dakn M, Dohmen C and Wenzel S. Validation of the Tonoport VI ambulatory blood pressure monitor in adults according to the European Society of Hypertension International Protocol revision 2010. Journal of Human Hypertension (2016), 1-4
| SOMNOmedics ABPMpro | Upper Arm | Unknown Price | International Protocol | Independent |  | Validated up to an upper arm circumference of 39 cm | Roth B, Bothe TL, Patzak A, Pilz N. Validation of the ABPMpro ambulatory blood pressure monitor in the general population according to AAMI/ESH/ISO Universal Standard (ISO 81060-2:2018). Blood Press Monit. 2023 Jun 1;28(3):158-162. doi: 10.1097/MBP.0000000000000640. Epub 2023 Apr 5. PMID: 37016982; PMCID: PMC10132455.
Spacelabs | 90227 OnTrak | ABPM | Unknown Price | BHS A/A | Independent |  | Approved in adults only via BHS Protocol. Not Approved: ESH IP2 Protocol violation re BP distribution. AAMI Protocol violation re subject inclusion. | de Greef A and Shennan A. Validation of the Spacelabs 90227 OnTrak device according to the European and British Hypertension Societies as well as the American protocols. Blood Pressure Monitoring. 2020, 25:110–114
Spengler | Pro M | Upper Arm | Unknown Price | International Protocol | Independent |  |  | de Greef A, Ahmed N, Sheppard E & Shennan A. A self-measurement device suitable for hospital use: validation of the Spengler Pro M according to the International Protocol of the European society of Hypertension. Blood Pressure Monitoring 2008, 13:183-186
Suntech | Oscar 2 | ABPM | Uknown Price | BHS A/A, International Protocol | Independent | 2 x AA Alkaline or NiMH rechargeable |  | Goodwin J, Bilous M, Winship S, Fin P & Jones SC, Calidtion of the Oscar 2 oscillometric 24-h ambulatory blood pressure monitor according to the British Hypertension Society Protocol. Blood Pressure Monitoring, 2007, 12:113-117. Jones SC, Bilou M, WinshipS, Finn P & Goodwin J. Validation of the OSCAR 2 oscillometric 24-hour ambulatory blood pressure monitor according to the International Protocol for the validation of blood pressure monitoring devices in adults. Blood Pressure Monitoring 2004, 9(4):219-225.
Welch Allyn | ABPM-7100 (Derivative of Mobil-O-Graph NG 24/48H ABPM) | ABPM | Unknown Price | BHS A/A | Independent |  |  | Validation of the Mobil-O-Graph 24 h-blood pressure measurement device. Weiss W, Tolle M, Zidek W & van der Giet M. Blood Pressure Monitoring 2010, 15:225-228
Welch Allyn | ProBP 2400 (Derivative of Microlife WatchBP Office ABI) | Clinic | Unknown Price | BHS A/A, International Protocol | Independent |  | Validated for upper arm use only | Saladini F, Benetti E, Masiero S and Palatini P. Accuracy of Microlife WatchBP Office ABI monitor assessed according to the 2002 European Society of Hypertension protocol and the British Hypertension Society protocol. Blood Pressure Monitoring 2011, 16:258-261
Welch Allyn | ProBP 2400 (Derivative of Microlife WatchBP Office ABI) | Obese Adults | Unknown Price | BHS A/A | Independent |  | Validated for upper arm use only | Masiero S, Saladini F, Benetti E, and Palatini P. Accuracy of the Microlife large-extra large-sized cuff (32-52cm) coupled to an automatic oscillometric device. Blood Pressure Monitoring 2011, 16:99-102
Welch Allyn | ProBP 3400 | Upper Arm | Unknown Price | BHS A/A | Independent | Mains Powered |  | Alpert B. Validation of the Welch Allyn ProBP 3400: a device for modern medical practice. Blood Pressure Monitoring 2011, 16:156-158
Withings | BPM Connect Pro (Derivative of BPM Connect WPM05) | Clinic | Unknown Price | International Protocol | Independent |  |  | Zelveian P, Topouchian J, Hakobyan Z, Asmar J, Gharibyan H, Asmar R Clinical Accuracy of the Withings BPM Connect for Self-Blood Pressure Measurements in Pregnancy and Pre-Eclampsia: Validation According to the Association for the Advancement of Medical Instrumentation/European Society of Hypertension/International Organization for Standardization Universal Standard Vascular Health and Risk Management, 2022, 18, 181–189
YuWell | YE900 | Clinic | Unknown Price | International Protocol | Independent |  | Also validated for paediatric use in a clinical setting | Hui-Jie Zhang, Juan Zhang, Su-Lan Wang, Jin Zhang, Li-Ni Teng, Shu-Juan Zhang, De-Jun Zhou and Ming-Zhi Long. Validation of the YuWell YE900 oscillometric blood pressure monitor for professional office use in adults and children according to the AAMI/ESH/ISO Universal Standard (ISO 81060-2:2018) Blood Pressure Monitoring 2021, 26:396–399
A&D | UM-211 | Clinic | Unknown Price | International Protocol | Independent | 99 reading memory. 4 x AAA Batteries or AC Adapter. | XL Cuff available but not tested in the validation study | Fania C, Albertini F & Palatini P. Validation of the A&D UM-211 device for office blood pressure measurement according to the European Society of Hypertension International Protocol Revision 2010. Blood Pressure Monitoring 2017, 22:302-305

## Archive
Manufacturer | Model | Type | Price | Protocol | Validation Study | Features | Notes | Reference
Home Use
Kinetik / Guardian / Mannings | BPM 1 Series | Upper Arm | Under £50 | International Protocol | BHS | 60 reading memory. 4 x AAA batteries |  | Tested and approved by the BHS Validation Service 2008
Kinetik / Guardian / Mannings | BPM1K (Derivative of BPM1) | Upper Arm | Under £50 | International Protocol | BHS | 60 reading memory. 4 x AAA batteries |  | Tested and approved by the BHS Validation Service 2008
Kinetik / Guardian / Mannings | BPM1KTL (Derivative of BPM1) | Upper Arm | Under £50 | International Protocol | BHS | 2 x 30 reading memory, traffic light indicator, irregular heart beat detector, time & date function. 4 x AAA batteries |  | Tested and approved by the BHS Validation Service 2008
Lloyds Pharmacy | BP11 | Upper Arm | Under £50 | International Protocol | Independent | 99 Reading Memory |  | Coleman A, Steel S, de Greef A & Shennan A. Validation of the Lloyds Pharmacy BP11 oscillometric blood pressure monitor according to the International Protocol of the European Society of Hypertension. Blood Pressure Monitoring 2010, 15:163-166
Lloyds Pharmacy | LBP1 (Derivative of Kinetik BPM 1 Series) | Upper Arm | Under £50 | International Protocol | BHS | 60 reading memory. 4 x AAA batteries |  | Kinetik BPM1 Series Tested & approved by the BHS Validation Service 2008
Lloyds Pharmacy | LBPK 1 (Derivative of Kinetik BPM1 Series) | Upper Arm | Under £50 | international Protocol | BHS | 60 reading memory. 4 x AAA batteries |  | Kinetik BPM1 Series Tested & approved by the BHS Validation Service 2008
Microlife | As Easy as 123 (Derivative of 3BTO-A) | Upper Arm | Under £50 | International Protocol | Independent | Last reading memory. 4 x AA batteries, mains adaptor available | Minor protocol violation; only 2 observers used in the validation study | Cuckson AC, Reinders A Shabeeh H & Shennan A. Validation of the Microlife BP 3BTO-A oscillometric blood pressure monitoring device according to a modified British Hypertension Society protocol. Blood Pressure Monitoring 2002, 7(6):319-324
Microlife | BP A200 | Upper Arm | Unknown Price | International Protocol 2010 | Independent |  |  | Bing S, Chen K, Hou H, Zhang W, Li L, Wei J, Shu C and Wan Y. Validation of the Microlife BP A200 Comfort and W2 Slim automated blood pressure monitors in a general adult population according to the European Society of Hypertension and the ANSI/AAMI/ISO 81060-2:2013 protocols. Blood Pressure Monitoring 2016, 21:118-123
Microlife | BP 3AC1-1 | Upper Arm | Under £100 | International Protocol | Independent | 60 reading memory. 4 x AA batteries mains adaptor available |  | Topouchian JA, El Assaad MA, Orobinskaia LV, El Feghali RN & Asmar RG. Validation of two devices for self-measurement of brachial blood pressure according to the International protocol of the European Society of Hypertension: the Seinex SE-9400 and the Microlife BP 3AC1-1. Blood Pressure Montioring 2005, 10(6):325-331
Microlife | BP AC1-1PC Derivative of BP 3AC1-1 | Upper Arm | Under £100 | International Protocol | Independent | 99 reading memory, PC link. 4 x AA batteries mains adaptor available | Arrhythmia detection in this device does not mean that this device has been validated for use in patients with arrhythmia. | Topouchian JA, El Assaad MA, Orobinskaia LV, El Feghali RN & Asmar RG. Validation of two devices for self-measurement of brachial blood pressure according to the International protocol of the European Society of Hypertension: the Seinex SE-9400 and the Microlife BP 3AC1-1. Blood Pressure Montioring 2005, 10(6):325-331
Microlife | 3BTO-A(2) | Upper Arm | Under £100 | BHS A/A | Independent | Standard & Large cuffs included. 4 x AA batteries or mains adaptor | Validated for use in pregnancy & pre-eclampsia | Reinders A, Cuckson AC, Lee JTM & Shennan AH. An accurate automated blood pressure device for use in pregnancy and pre-eclampsia: the Microlife 3BTO-A. BJOG: an International Journal of Obstetrics & Gynaecology 2005, 112:1-6. Cuckson AC, Reinders A, Shabeeh H & Shennan AH. Validation of the Microlife BP 3BTO-A oscillometric blood pressure monitoring device accordign to a modified British Hypertension Society Protocol. Blood Pressure Monitoring 2002, 7(6):319-324
Omron Healthcare | 780-BT (HEM-7081-ITE) (Derivative of M7 (HEM-780-E)) | Upper Arm | Unknown Price | BHS A/A | Independent | 2 user memory, 84 readings each. Bluetooth communication. |  | Coleman A, Steel S, Freeman P, deGreef A and Shennan A. Valdiation of the Omron M7 (HEM-780-E) oscillometric blood pressure monitoring device according to the British Hypertension Society protocol. Blood Pressure Monitoring 2008; 13:49-54
Omron Healthcare | HEM-7130 | Upper Arm | Unknown Price | International Protocol 2010 | Independent | 60 Reading memory |  | Takahashi H, Yoshika M and Yokoi T. Validation of three automatic devices for the self-measurement of blood pressure according to the European Society of Hypertension International Protocol revision 2010: the Omron HEM-7130, HEM-7320F and HEM-7500F. Blood Pressure Monitoring 2015, 20:92-97
Omron Healthcare | HEM-7230F | Upper Arm | Unknown Price | International Protocol 2010 | Independent | 90 x 2 reading memory, preformed cuff to fit 17-36cm arm circumference, bluetooth facility |  | Takahashi H, Yoshika M and Yokoi T. Validation of three automatic devices for the self-measurement of blood pressure according to the European Society of Hypertension International Protocol revision 2010: the Omron HEM-7130, HEM-7320F and HEM-7500F. Blood Pressure Monitoring 2015, 20:92-97
Omron Healthcare | HEM-7252G-HP | Upper Arm | Unknown Price | International Protocol 2010 | Independent | 2 x 90 reading memory |  | Takahashi H, Yoshika M and Yokoi T. Validation of two automatic devices: Omron HEM-7252G-HP and Omron HEM-7215G for self-measurement of blood pressure according to the European Society of Hypertension International Protocol revision 2010. Blood Pressure Monitoring 2015, 20:286-290
Omron Healthcare | HEM-7500F | Upper Arm | Unknown Price | International Protocol 2010 | Independent | 2 x 90 reading memory, preformed cuff to fit 17-36 cm arm circumference, digital display shows BP trend in graph form, bluetooth facility |  | Takahashi H, Yoshika M and Yokoi T. Validation of three automatic devices for the self-measurement of blood pressure according to the European Society of Hypertension International Protocol revision 2010: the Omron HEM-7130, HEM-7320F and HEM-7500F. Blood Pressure Monitoring 2015, 20:92-97
Omron Healthcare | HEM-SOLAR (HEM-4500-SOLE) (Derivative of Omron M1 Plus (HEM-4011-E)) | Upper Arm | Unknown Price | International Protocol | Independent |  |  | Belghazi J, El Feghali RN, Moussalem T, Rejdych M & Asmar R. Validation of four automatic devices for self-measurement of blood pressure according to the International Protocol of the European Society of Hypertension. Vascular Health & Risk Management 2007, 3(4):1-12
Omron Healthcare | M1 Compact (HEM-4022-E) (Derivative of Omron M1 Plus (HEM-4022-E) | Upper Arm | Unknown Price | International Protocol | Independent |  |  | Belghazi J, El Feghali RN, Moussalem T, Rejdych M & Asmar R. Validation of four automatic devices for self-measurement of blood pressure according to the International Protocol of the European Society of Hypertension. Vascular Health & Risk Management 2007, 3(4):1-12
Omron Healthcare | M2 Basic (HEM-7120-E) (Derivative of Omron HEM-7130) | Upper Arm | Unknown Price | International Protocol 2010 | Independent |  | NOTE: This is not the same as the M2 Basic (HEM-7116-E) device | Takahashi H, Yoshika M, Yokoi T. Validationof three automatic devices for the self-measurement of blood pressure according to the European Society of Hypertension International Protocol revision 2010: the Omron HEM-7130, HEM-7320F and HEM-7500F. Blood Pressure Monitoring 2015, 20:92-97
Omron Healthcare | R3-I Plus (HEM-6022-E) | Wrist | Unknown Price | International Protocol | Independent |  |  | Asmar R, Khabouth J, Topouchian J, El Faghali R & Mattar J. Validation of three automatic devices for self-measurement of blood pressure according to the International Protocol: The Omron M3 Intellisense (HEM-7051-E), the Omron M2 Compact (HEM-7102-E) and the Omron R3-I Plus (HEM-6022-E). Blood Pressure Monitoring 2010, 15:40-54
Omron Healthcare | RS3 (HEM-6130-E) | Wrist | Unknown Price | International Protocol 2010 | Independent | Positioning sensor. 2 x LR03 batteries. 60 reading memory |  | Takahashi H, Yoshika M, Yokoi T. Validation of Omron RS8, RS6 and RS3 home blood pressure monitoring devices, in accordance with the European Society of Hypertension International Protocol 2010. Vascular Health and Risk Management 2013:9 265-272
Omron Healthcare | HEM-711 DLX | Upper Arm | Unknown Price | International Protocol | Independent |  |  | Grim C & Grim C. Omron HEM-711 DLX home blood pressure monitor passes the Euorpean Society of Hypertension International Valdiation Protocol. Blood Pressure Monitoring 2008, 13:225-226
Omron Healthcare | MX2 Basic (HEM-742-E2) (Derivative of HEM737-E) | Upper Arm | Under £50 | International Protocol | Independent | 14 reading memory. 4 x AA batteries |  | Anwar YA, Giacco S, McCane Ej, Tendler BE & White WB. Evaluation of the efficacy of the Omron HEM-737 Intellisense device for use on adults according to the recommendation os the Association for the Advancement of Medical Instrumentation. Blood Pressure Monitoring 1998, 3(4):261-265
Omron Healthcare | 705-IT (HEM-759 | Upper Arm | Over £100 | BHS A/A, International Protocol | Independent | Links to PC separate printer 4 x AA Batteries | Valiodated in normotensive children only. No evidence of accuracy in hypertensive children. Also validated for use in adults. Minor protocol violation: only 2 observers used in validation study | Stergiou GS, Yiannes NG & Rarra VC. Validation of the Omron 705-IT oscillometric device for home blood pressure measurement in children & adolescents: The Arsakion School Study. Blood Pressure Monitoring 2006, 11:229-234. El Assaad MA, Topouchian JA & Asmar RG. Evlauaitonof two devices for self-measurement of bklood pressure according to the International Protocol: the Omron M5-I and the Omron 705-IT. Blood Pressure Monitoring 2003, 8(3):127-133. Coleman A, Freeman P, Steel S & Shennan A. Validation of the Omron 705-IT (HEM-759-E) oscillometric blood pressure monitoring device according to the British Hypertension Society Protocol. Blood Pressure Monitoring 2006, 11(1):27-32
Omron Healthcare | 907 (HEM-907) | Upper Arm | Over £100 | International Protocol | Independent | Auscultatory & Oscillometric function. Rechargeable battery pack. AC mains adaptor included | Auscultatory mode recommended for use in ES renal patients during haemodialysis. Also validated for use with elderly patients | White WB & Anwar YA. Evaluation of the overall efficacy of the Omron office digital blood pressure HEM-907 monitor in adults. Blood Pressure Monitoring 2001, 6:107-110. El Assaad MA, Topouchian JA, Darne BM & Asmar RG. Validation of the Omron HEM-907 device for blood pressure measurement. Blood Pressure Monitoring, 2002, 7:237-241. Omboni S, Riva I, Giglio A, Caldara G, Groppelli A & Parati G. Valdiation of teh Omron M5-I, R5-I and HEM 907 atomated blood pressure monitors in elderly individuals according to the International Protocol of theEuropean Society of Hypertension. Blood Pressure Monitoring 2007, 12:233-242
Omron Healthcare | M1 Plus | Upper Arm | Under £100 | International Protocol | Independent | Semi-automatic, manual inflation. 4 x AAA batteries |  | Belghazi J, El Feghali RN, Moussalem T, Rejdych M & Asmar R. Validation of four automatic devices for self-measurement of blood pressure according to the International Protocol of the European Society of Hypertension. Vascular Health & Risk Management 2007, 3(4):1-12
Omron Healthcare | M4-I Derivative of 705-IT | Upper Arm | Under £100 | International Protocol | Independent | El Assaad MA, Topouchian JA & Asmar RG. Evaluation of two devices for self-measxurement of blood pressure according to the International Protocol: the Omron M5-I and the Omron 705-IT. Blood Pressure Monitoring 2003, 8(3):127-133
Omron Healthcare | MX3 Plus (Derivative of HEM 742-E) | Upper Arm | Under £100 | International Protocol | Independent | 14 reading memory | Standard & large cuffs are deeper than average | Coleman A, Freeman P, Steel S & Shennan A. Validation of the Omron MX3 Plus oscillometric blood pressure monitoring device according to the European Society of Hyperttension International Protocol. Blood Pressure Monitoring 2005, 10(3):165-168
Omron Healthcare | R2 | Wrist | Under £100 | International Protocol | Independent | 30 reading memory. 2 x AAA batteries |  | Topouchian JA, El Assaad MA, Orobinskiaia LV, El Feghali RB & Asmar RG. Validation of two automatice devices for self-measurement of blood pressure according to the International Protocol of the European Society of Hypertension: the Omron M6(HEM-7001-E) and the Omron R7 (HEM 637-IT. Blood Pressure Monitoring 2006, 11(3):165-171.
Proton Healthcare | 888JA (Derivative of Health & Life HL888HA) | Upper Arm | Under £100 | BHS A/A | Independent | 48 reading memory. 4 x AA batteries |  | de Greef A & Shennan AH. The Health & Life device (HL888HA): accuracy assessment in an adult population according to the British Hypertension Society Protocol. Blood Pressure Monitoring 2007, 12:107-111
Omron Healthcare | Elite 7300W | Upper Arm | Over £100 | International Protocol | Independent | 84 reading memory, Intellisense cuff. 4 x AA batteries |  | Grim CE & Grim CM. The Omron Elite 7300W home blood pressure monitor passes the European Society of Hypertension Internation Validation Protocol for women and men. Blood Pressure Monitoring 2009, 14:87-90
Omron Healthcare | MIT Elite (HEM-7300-WE)(Derivative of Elite 700W (HEM-7300-WZ)) | Upper Arm | Over £100 | International Protocol | Independent | 90 reading memory. AC adaptor available |  | Grim CE & Grim CM. The Omron Elite 7300W home blood pressure monitor passes the European Society of Hypertension Internation Validation Protocol for women and men. Blood Pressure Monitoring 2009, 14:87-90
Omron Healthcare | MIT Elite Plus (HEM-7301-ITKE) (Derivative of Elite 7300W (HEM-7300-EZ)) | Upper Arm | Over £100 | International Protocol | Independent | PC link, 90 reading memory. AC adaptor |  | Grim CE & Grim CM. The Omron Elite 7300W home blood pressure monitor passes the European Society of Hypertension International Validation Protocol for women and men. Blood Pressure Monitoring 2009, 14:87-90
Omron Healthcare | i-C10 (HEM-7070-E) (Derivative of M7 (HEM-780-E)) | Upper Arm | Over £100 | BHS A/A | Independent | One size cuff 22-42cm, 4 x AA batteries, AC mains adapter available |  | Coleman A, Steel S, Freeman P, de Greeff A & shennan A. Validation of the Omron M7 (HEM-780-E) oscillometric blood pressure monitoring device according to the British Hypertension Society . Blood Pressure Monitoring 2008, 13:49-54.
Omron Healthcare | i-Q132 | Upper Arm | Over £100 | International Protocol | Independent | Self-wrapping cuff, 2 x 84 reading memory. 4 x LR16 batteries or AC adaptor |  | Takahashi H, Yoshika M & Yokoi T. Validation of home blood pressure monitoring devices Omron HEM-1020 and Omron i-Q132 (HEM-1010-E), according to the European Society of Hypertension International Protocol. Blood Pressure Monitoring 2011, 16:203-207
Omron Healthcare | 705-CPII (HEM-759-E2 (Derivative of 705-IT) | Upper Arm | Over £100 | International Protocol | Independent | With printer. 4 x AA batteries |  | El Assaad MA, Topouchian JA & Asmar RG. Evaluation of two devices for self-measurement of blood pressure according to the International Protocol: the Omron M5-I and the Omron 705-IT. Blood Pressure Monitoring 2003, 8(3):127-133
Omron Healthcare | R6 (Derivative of Omron 637-IT) | Wrist | Over £100 | International Protocol | Independent | 2 x AAA Alkaline Batteries |  | Topouchian JA, El Assaad MA, Orobinskaia LV, El Feghali RN & Asmar RG. Validation of two automatic devices for self-measurement of blood pressure according to the International Protocol of the European Society of Hypertension: the Omron M6 (HEM-7001-E) and the Omron R7 (HEM 637-IT). Blood Pressure Monitoring 2006, 11:165-171
Omron Healthcare | R7 | Wrist | Over £100 | International Protocol | Independent | 2 x AAA Alkaline Batteries |  | Topuochian JA, El Assaad MA, Orobinskaia LV, El Feghali RN & Asmar RG. Validation of two automatic devices for self-measurement of blood pressure according to the International Protocol of the European Society of Hypertension: the Omron M6 (HEM-7001-E) and the Omron R7 (HEM 637-IT). Blood Pressure Monitoring 2006 11:165-171
Omron Healthcare | 637-IT (R7 HEM-637-E2 {EU}) | Wrist | Over £100 | International Protocol | Independent | 2 x AAA Alkaline Batteries | Also validated for use in obese adults & the elderly | Altunkan S, Oztas K & Altunkan E. Validation of the Omron 637-IT wrist blood pressure measuring device with a position sensor according to the International Protocol in adults and obese adults. Blood Pressure Monitoring 2006. 11 (2):79-85.
Spengler | Pro M | Clinic | Unknown Price | International Protocol | Independent |  |  | de Greef A, Ahmed N, Sheppard E & Shennan A. A self-measurement device suitable for hospital use: validation of the Spengler Pro M according to the International Protocol of the European society of Hypertension. Blood Pressure Monitoring 2008, 13:183-186
Welch Allyn | ProBP 3400 | Clinic | Unknown Price | BHS A/A | Independent | Mains powered |  | Alpert B. Validation of the Welch Allyn ProBP 3400: a device for modern medical practice. Blood Pressure Monitoring 2011, 16:156-158
Welch Allyn | Maxi Stabil | Upper Arm | Under £100 | BHS A/A | Independent |  | Aneroid Device | Reinders A, Jones CR, Cuckson AC, Shennan AH. The Maxi Stabil 3: validation of an aneroid device according to a modified British Hypertension Society protocol. Blood Pressure Monitoring 2003, 8 (2): 83-89
Specialist Use
BP Lab | BPLab 24-hour | ABPM | Over £100 | BHS A/A, International Protocol | Independent |  |  | Koudryavtcev SA & Lazarev VM. Validation of the BPLab 24-hour blood pressure monitoring system according to the European standard BS EN1060-4:2004 and British Hypertension Society Protocol. Medical Devices: Evidence and Research 2011:4 193-196
BpTRU | BPM-100 | Clinic | Over £100 | BHS A/A | Independent | AC power supply & 3 cuffs included | Oscillometric or auscultatory setting | Wright JM, Mattu GS, Perry TL Jnr, Gelfer ME, Strange KD, Zorn A & Chen Y. Validation of a new algorithm for the BPM-100 electronic oscillometric office blood pressure monitor. Blood Pressure Monitoring 2001, 6:161-165. Mattu GS, Perry TL & Wright JM. Comparison of the oscillometric blood pressure monitor (BPM-100Beta)
BpTRU | BPM-200 (Derivative of BPM-100) | Clinic | Over £100 | BHS A/A | Independent | Rechargeable batter, AC power supply & 3 cuffs included. | Oscillometric or auscultatory setting | Wright JM, Mattu GS, Perry TL Jnr, Gelfer ME, Strange KD, Zorn A & Chen Y. Validation of a new algorithm for the BPM-100 electronic oscillometric office blood pressure monitor. Blood Pressure Monitoring 2001, 6:161-165. Mattu GS, Perry TL & Wright JM. Comparison of the oscillometric blood pressure monitor (BPM-100Beta)
BpTRU | BPM-300 (Derivative of BPM-100) | Clinic | Over £100 | BHS A/A | Independent | Rechargeable batter, AC power supply & 3 cuffs included. | Oscillometric or auscultatory setting | Wright JM, Mattu GS, Perry TL Jnr, Gelfer ME, Strange KD, Zorn A & Chen Y. Validation of a new algorithm for the BPM-100 electronic oscillometric office blood pressure monitor. Blood Pressure Monitoring 2001, 6:161-165. Mattu GS, Perry TL & Wright JM. Comparison of the oscillometric blood pressure monitor (BPM-100Beta)
Omron | R5-I (HEM-630-E), Wrist | Elderly | Over £100 | International Protocol | Independent | 2 x 1.5v AAA batteries |  | Omboni S, Riva I, Giglio A, Caldara G, Groppelli A & Parati G. Validation of the Omron M5-I, R5-I and HEM-907 automated blood pressure monitors in elderly individuals according to the International Protocol of the European Society of Hypertension. Blood Pressure Monitoring 2007, 12:233-242
Omron | 637-IT (R7 HEM-637-E2 {EU}) Wrist | Obese Adults | Over £100 | International Protocol | Independent | 2 x AAA Alkaline Batteries |  | Altunkan S, Oztas K & Altunkan E. Validation of the Omron 637-IT wrist blood pressure measuring device with a position sensor according to the International Protocol in adults and obese adults. Blood Pressure Monitoring 2006. 11 (2):79-85.
Omron | 637-IT (R7 HEM-637-E2 {EU}) Wrist | Elderly | Over £100 | International Protocol | Independent | 2 x AAA Alkaline Batteries |  | Altunkan S, Oztak K & Altunkan E. Validation of the Omron 637-IT wrist blood pressure measuring device with a position sensor according to the International Protocol in the elderly. Blood Pressure Monitoring 2006, 11(2):97-102
Omron | M24/7 (OEM derivative of Meditech ABPM-04) | ABPM | Over £100 | BHS B/B | Independent | 4 x AA Alkaline or rechargeable |  | Barna I, Keazei A & Dunai A. Evaluation of Meditech ABPM-04 ambulatory blood pressure measuring device according to the British Hypertension Society protocol. Blood Pressure Monitoring 1998, 3:363-368
Omron | MIT | Pregnancy | Unknown Price | International Protocol | Independent | One size cuff 22-42cm, 4 x AA batteries, AC mains adapter available |  | de Greef A, Beg Z, Gangji Z Dorney E & Shennan A. Accuracy of inflationary versus deflationary oscillometry in pregnancy and pre-eclampsia; Omron MIT versus Omron M7 Blood Pressure Monitoring 2009, 14:37-40
Omron | MIT Elite | Pregnancy | Unknown Price | BHS A/A | Independent | 4 x AAA batteries |  | Chung Y, Brochut MC, de Greef A, Shennan AH. Clinical accuracy of inflationary oscillometry in pregnancy and pre-eclampsia: Omron-MIT Elite. Pregnancy Hypertension: An International Journal of Women's Cardiovascular Health 2 (2012) 411-415

## Not Recommended
Manufacturer | Model | Type | Price | Protocol | Validation Study | Features | Notes | Reference
BP Lab | BPLab 24-hour | Upper Arm | Over 100 | BIHS | Independent |  | This validation study was retracted on 13th March 2023. | Koudryavtcev SA & Lazarev VM. Validation of the BPLab 24-hour blood pressure monitoring system according to the European standard BS EN1060-4:2004 and British Hypertension Society Protocol. Medical Devices: Evidence and Research 2011:4 193-196